## Project Data
PROJECT 1903: Ventos do Piauí Complex
Wind Power Plant | Installed Capacity (MW) | Assured Energy (MW-ave) | Plant Load Factor (%) | Nr. WTGs | Operation Start Up | Location
Ventos do Piauí Complex | 205.8 | 106.3 | 51.65% | 98 | 2017-08-02 | Curral Novo do Piauí - PI
Wind Power Plant | Installed Capacity (MW) | Assured Energy (MW-ave)1 | Plant Load Factor (%) | Nr. WTGs | Operation Startup1,2 | Location | Geographical Coordinates3
[7 empty] | E | N
Ventos de São Vicente 08 | 29.4 | 15.2 | 51.7% | 14 | 2017-10-06 | Curral Novo do Piauí - PI | 320175 | 9114007
Ventos de São Vicente 09 | 29.4 | 15.2 | 51.7% | 14 | 2017-12-06 | Curral Novo do Piauí - PI | 317215 | 9113418
Ventos de São Vicente 10 | 29.4 | 15.2 | 51.7% | 14 | 2017-11-17 | Curral Novo do Piauí - PI | 319490 | 9114621
Ventos de São Vicente 11 | 29.4 | 15 | 51.02% | 14 | 2017-11-09 | Curral Novo do Piauí - PI | 319809 | 9115824
Ventos de São Vicente 12 | 29.4 | 15 | 51.02% | 14 | 2017-08-29 | Curral Novo do Piauí - PI | 321711 | 9112988
Ventos de São Vicente 13 | 29.4 | 15.4 | 52.38% | 14 | 2017-09-19 | Curral Novo do Piauí - PI | 322396 | 9115011
Ventos de São Vicente 14 | 29.4 | 15.3 | 52.04% | 14 | 2017-08-02 | Curral Novo do Piauí - PI | 325482 | 9116524
1 SIGA/ANEEL. Usinas e Agentes de Geração. Garantia Física/Energia Assegurada. Available at: https://bit.ly/2IGf4Q0
2 According to ANEEL Ordinances issued for each wind power plant. Public available information at: https://biblioteca.aneel.gov.br/index.html>
3 According to SIGEL/ANEEL. Location of the 1st WTG: datum SIRGAS 2000, UTM 24 S (MER -39). Available at: https://sigel.aneel.gov.br/Down/
Note on B9: Karen M. Nagai: SPE São Vinicius (PIE)
Note on B10: Karen M. Nagai: SPE Sto Alberto (PIE)
Note on B11: Karen M. Nagai: SPE Santo Agostinho (PIE)
Note on B12: Karen M. Nagai: SPE Sta. Albertina (PIE)
Note on B13: Karen M. Nagai: SPE São Casemiro (PIE)
Note on B14: Karen M. Nagai: SPE São Adeodato (PIE)
Note on B15: Karen M. Nagai: SPE Sto Afonso (PIE)

## calibration
PROJECT 1903: Ventos do Piauí Complex
Dt. Calibration | Validity | Serial number | Type | Higher error of calibration results (%) | Accuracy (%)
2016-09-21 | 2021-09-21 | 1608A545-02 | Principal | 0.064 | 0.2
2016-09-23 | 2021-09-23 | 1608A683-02 | Backup | 0.114 | 0.2

## EGPJ,m_CCEE
CCEE DATA
Electricity Generation - MWh
Perfil Agente | 2019-03-06 | 2019-04-06 | 2019-05-07 | 2019-06-07 | 2019-07-08 | 2019-08-08 | 2019-09-08 | 2019-10-09 | 2019-11-09 | 2019-12-10 | 2020-01-10 | 2020-02-10 | 2020-03-12 | 2020-04-12 | 2020-05-13 | 2020-06-13 | 2020-07-14 | 2020-08-14 | 2020-09-14
Ventos de São Vicente 08 | 5355.3252 | 5696.1646 | 9610.1234 | 14470.2616 | 14250.3162 | 16441.3496 | 13387.4958 | 12408.56 | 8734.341 | 8378.624 | 3376.947 | 4456.951 | 4274.571 | 6892.964 | 9926.427 | 13483.9 | 16841.11 | 16673.62 | 14600.94
Ventos de São Vicente 09 | 5260.3957 | 5822.9403 | 9573.834 | 13260.0598 | 12948.237 | 14984.7912 | 12200.0857 | 11389.31 | 8151.171 | 8762.661 | 3430.346 | 4547.896 | 4289.09 | 7078.923 | 10175.86 | 13104.38 | 16480.06 | 16617.88 | 14557.69
Ventos de São Vicente 10 | 5260.2112 | 5781.3622 | 9171.9077 | 13625.2407 | 13549.2594 | 15783.4522 | 13097.8317 | 12238.21 | 8757.183 | 8843.573 | 3393.425 | 4490.61 | 4187.281 | 6742.85 | 9250.096 | 12650.7 | 15701.23 | 15803.77 | 14010.78
Ventos de São Vicente 11 | 5105.1736 | 5563.7842 | 9107.0877 | 14168.053 | 13623.2093 | 15927.7255 | 13205.0943 | 11686.26 | 8622.885 | 8472.89 | 3180.726 | 4387.962 | 4270.446 | 6939.41 | 10071.53 | 13003.55 | 16228.19 | 16402.99 | 14283.8
Ventos de São Vicente 12 | 5271.8534 | 5653.829 | 9192.7816 | 13861.6456 | 13636.8652 | 15885.4733 | 13211.41 | 12065.82 | 8512.395 | 8377.104 | 3250.253 | 4310.367 | 4107.052 | 6279.822 | 9528.636 | 12961.07 | 16094.65 | 16165.34 | 14119.51
Ventos de São Vicente 13 | 5333.0123 | 5745.1947 | 9558.3667 | 14449.4508 | 13901.434 | 16020.6903 | 13544.0527 | 12366.66 | 8499.567 | 8455.542 | 3389.887 | 4475.578 | 4345.123 | 6791.804 | 10108.11 | 13455.25 | 16753.76 | 16776.53 | 14506.49
Ventos de São Vicente 14 | 5984.348 | 6405.6759 | 10124.0875 | 14787.1045 | 13824.9234 | 16736.148 | 13972.8362 | 12250.95 | 9206.976 | 9367.716 | 3649.009 | 4776.531 | 4549.257 | 6777.752 | 10597.34 | 13950.83 | 17044.86 | 16907.71 | 14774.19
TOTAL | 37570.3194 | 40668.951 | 66338.1886 | 98621.816 | 95734.2446 | 111779.6302 | 92618.8065 | 84405.77 | 60484.518 | 60658.11 | 23670.593 | 31445.895 | 30022.82 | 47503.525 | 69657.999 | 92609.68 | 115143.86 | 115347.84 | 100853.4
Note on B6: Karen M. Nagai: SPE São Vinicius (PIE)
Note on B7: Karen M. Nagai: SPE Sto Alberto (PIE)
Note on B8: Karen M. Nagai: SPE Santo Agostinho (PIE)
Note on B9: Karen M. Nagai: SPE Sta. Albertina (PIE)
Note on B10: Karen M. Nagai: SPE São Casemiro (PIE)
Note on B11: Karen M. Nagai: SPE São Adeodato (PIE)
Note on B12: Karen M. Nagai: SPE Sto Afonso (PIE)

## EGPJ,h
Electricity displaced by the project activity in hour h of the year (MWh)
Day | Hour | EGPJ,h | [9 empty] | EGPJ,h
|  | 2019-03-01 | 2019-04-01 | 2019-05-02 | 2019-06-02 | 2019-07-03 | 2019-08-03 | 2019-09-03 | 2019-10-04 | 2019-11-04 | 2019-12-05 | 2020-01-05 | 2020-02-05 | 2020-03-07 | 2020-04-07 | 2020-05-08 | 2020-06-08 | 2020-07-09 | 2020-08-09 | 2020-09-09
1 | 1 | 4.293 | 180.5594 | 191.3609 | 155.2232 | 173.1785 | 195.2866 | 192.613 | 188.794 | 183.3015 | 78.4835 | 114.2864 | 0 | 27.1283 | 159.2219 | 145.8169 | 65.1202 | 121.2134 | 202.5261 | 202.5765
| 2 | 2.4205 | 185.4969 | 171.6432 | 163.6566 | 148.9426 | 190.6184 | 187.5968 | 197.69 | 190.037 | 47.7244 | 100.5401 | 0.60431 | 31.5136 | 162.3553 | 180.4641 | 50.5166 | 130.1137 | 202.2569 | 201.6637
| 3 | 0 | 131.8277 | 109.5963 | 153.3923 | 193.3455 | 196.941 | 198.8185 | 193.3709 | 195.1953 | 35.1563 | 16.6077 | 0 | 26.3773 | 184.8751 | 183.5672 | 44.3138 | 153.9215 | 202.0531 | 196.4643
| 4 | 0 | 84.9964 | 76.7056 | 154.5147 | 189.7023 | 191.7558 | 199.7366 | 194.9615 | 196.4228 | 40.5976 | 14.421 | 0.032902 | 24.2266 | 196.449 | 196.7437 | 42.5492 | 162.7887 | 202.1394 | 175.3172
| 5 | 0 | 79.2401 | 73.457 | 138.6917 | 185.8755 | 185.6694 | 199.0247 | 195.2051 | 197.5988 | 76.807 | 9.7385 | 0.0918 | 25.8673 | 192.0148 | 192.4263 | 54.9171 | 188.755 | 202.6067 | 180.2404
| 6 | 0 | 69.628 | 45.9709 | 131.9523 | 176.7153 | 185.7806 | 198.1663 | 177.829 | 170.0096 | 81.4672 | 10.2428 | 5.7149 | 58.9425 | 189.7862 | 167.3856 | 62.6144 | 202.0972 | 202.6062 | 202.3427
| 7 | 1.8768 | 64.1084 | 45.3231 | 125.6897 | 170.2639 | 181.6962 | 190.1889 | 135.3337 | 163.3594 | 79.0292 | 40.4075 | 4.0893 | 59.3787 | 195.0158 | 148.1164 | 76.7166 | 197.3417 | 202.5491 | 201.9708
| 8 | 0.20263 | 66.9588 | 46.9688 | 121.2591 | 178.4009 | 183.784 | 164.3713 | 140.6774 | 138.5208 | 63.7875 | 34.9103 | 12.7301 | 17.1683 | 185.7755 | 181.8406 | 93.2118 | 183.2539 | 202.0079 | 200.4613
| 9 | 0 | 147.5402 | 32.3383 | 97.5427 | 169.7055 | 176.4302 | 166.4254 | 124.7607 | 109.5642 | 48.6638 | 24.9588 | 4.9922 | 12.8919 | 143.6446 | 170.1862 | 94.8028 | 169.7012 | 174.5917 | 200.2885
| 10 | 0.029118 | 101.4014 | 48.2842 | 91.6974 | 124.3323 | 163.048 | 155.3256 | 113.1566 | 73.1651 | 28.8372 | 17.8736 | 0.013592 | 0.15105 | 138.798 | 152.8114 | 70.7527 | 128.5809 | 202.8472 | 199.0368
| 11 | 0.016494 | 75.7291 | 68.3898 | 84.9011 | 104.2783 | 178.317 | 108.6348 | 96.6851 | 38.0218 | 27.6236 | 10.8856 | 1.9083 | 1.2326 | 129.0839 | 115.5236 | 37.3253 | 95.0822 | 202.4846 | 199.9706
| 12 | 1.2772 | 54.2018 | 53.2174 | 58.0844 | 104.0505 | 179.6701 | 57.3589 | 84.4396 | 25.7379 | 21.822 | 4.8846 | 0.001649 | 0.021467 | 110.5321 | 86.548 | 40.4437 | 82.3476 | 199.8696 | 199.8693
| 13 | 1.7389 | 49.1056 | 33.7084 | 49.5568 | 94.6991 | 155.7761 | 24.3056 | 66.8411 | 16.687 | 41.8708 | 5.6873 | 0.070327 | 0.31945 | 87.2889 | 76.3469 | 24.0979 | 64.1184 | 197.4382 | 196.9592
| 14 | 8.575 | 26.9302 | 32.3519 | 39.6008 | 76.5264 | 126.7581 | 14.2051 | 61.4728 | 12.3162 | 47.9876 | 1.4624 | 0.000501 | 0.40766 | 84.7442 | 72.013 | 16.809 | 32.5891 | 190.992 | 191.2482
| 15 | 11.5849 | 27.1422 | 35.0718 | 37.1975 | 75.0966 | 107.8059 | 4.0546 | 54.2164 | 12.1599 | 48.9277 | 0 | 0.37084 | 3.9499 | 76.646 | 71.4766 | 12.5675 | 17.5108 | 177.3707 | 190.4268
| 16 | 17.5686 | 12.4432 | 36.1147 | 22.9608 | 84.7593 | 99.7333 | 4.1453 | 51.9212 | 13.4791 | 44.2323 | 0 | 3.892 | 0 | 88.0345 | 90.25 | 21.597 | 22.4941 | 166.7062 | 183.6484
| 17 | 23.9052 | 13.8278 | 45.9108 | 16.2255 | 87.8866 | 87.3649 | 3.235 | 59.6317 | 18.6513 | 54.9212 | 0 | 17.2069 | 12.5802 | 92.3992 | 80.065 | 14.3194 | 20.5641 | 197.1018 | 183.6907
| 18 | 0.97327 | 19.3222 | 25.9353 | 19.7042 | 91.914 | 81.3979 | 11.5151 | 60.3887 | 22.9877 | 35.3297 | 0 | 11.8007 | 0.80334 | 74.3964 | 85.6937 | 16.7117 | 31.4382 | 169.6582 | 129.539
| 19 | 1.8118 | 23.3576 | 33.3835 | 36.2013 | 118.3995 | 94.1822 | 38.9515 | 88.0444 | 34.0486 | 35.6605 | 0 | 18.4517 | 0.99298 | 151.0814 | 130.4846 | 27.6618 | 61.7312 | 161.9726 | 108.179
| 20 | 0.46593 | 16.9679 | 111.7268 | 36.0563 | 169.6536 | 133.614 | 92.4668 | 125.1671 | 39.8127 | 50.24 | 0 | 9.879 | 0 | 175.0772 | 109.2352 | 36.0053 | 50.8855 | 191.3204 | 149.1459
| 21 | 0.030004 | 5.3217 | 95.7102 | 25.7935 | 158.0127 | 152.7825 | 99.1962 | 169.5542 | 44.6392 | 62.1781 | 0 | 46.9115 | 0.000113 | 138.855 | 117.1016 | 51.692 | 49.4182 | 198.9828 | 185.7871
| 22 | 8.9822 | 4.038 | 86.9707 | 39.6847 | 148.9641 | 171.629 | 126.0499 | 194.0324 | 89.3547 | 35.7469 | 0 | 58.2651 | 0.51593 | 163.4505 | 124.1488 | 68.274 | 106.3524 | 202.2929 | 190.6585
| 23 | 8.3312 | 28.3352 | 65.6333 | 97.8348 | 179.3552 | 196.5568 | 150.3273 | 194.478 | 127.0168 | 31.3343 | 0 | 80.2994 | 2.6273 | 184.6118 | 119.5241 | 62.3207 | 164.8413 | 196.6896 | 201.9872
| 24 | 5.1623 | 34.131 | 100.7864 | 131.9399 | 140.4199 | 197.2424 | 151.5265 | 180.6945 | 174.8811 | 40.4177 | 3.5544 | 74.1922 | 0.91961 | 176.9102 | 117.5671 | 74.5241 | 184.594 | 199.2884 | 177.0321
2 | 1 | 20.6174 | 9.7261 | 103.2844 | 142.7967 | 120.3846 | 197.6936 | 183.6805 | 150.9617 | 185.8029 | 33.7134 | 2.8912 | 115.7059 | 0 | 176.2544 | 136.8561 | 95.5461 | 173.899 | 202.4735 | 145.9165
| 2 | 13.7451 | 21.0861 | 117.8864 | 155.37 | 138.1503 | 197.6729 | 199.5036 | 183.5586 | 177.7903 | 48.0073 | 4.1415 | 39.134 | 0 | 181.3958 | 137.0436 | 100.1439 | 185.8914 | 202.5632 | 168.518
| 3 | 2.0147 | 8.2537 | 135.7895 | 146.2185 | 107.58 | 196.1856 | 197.5441 | 186.9735 | 190.5241 | 50.108 | 0.45494 | 64.0559 | 0.91801 | 173.8631 | 165.9374 | 121.7109 | 198.2201 | 202.5747 | 193.4684
| 4 | 2.5373 | 4.5927 | 94.1017 | 171.1424 | 115.9456 | 193.5094 | 195.042 | 187.3522 | 197.2114 | 53.5184 | 0 | 29.9247 | 2.4383 | 166.247 | 175.8806 | 107.1499 | 200.7896 | 202.6256 | 199.4924
| 5 | 6.1252 | 0.27504 | 72.8475 | 177.3517 | 127.9344 | 196.3768 | 198.2506 | 184.9418 | 200.4245 | 118.9691 | 0 | 30.2068 | 78.0103 | 138.902 | 156.699 | 107.5643 | 202.3568 | 202.6182 | 201.7807
| 6 | 3.3796 | 1.054 | 79.9081 | 178.6053 | 112.9128 | 195.4596 | 199.3042 | 199.6472 | 200.6588 | 108.8234 | 0.069946 | 78.6568 | 105.4007 | 125.3434 | 120.4582 | 116.4066 | 201.5436 | 202.6173 | 198.5459
| 7 | 2.4547 | 0.98266 | 79.0896 | 167.0729 | 106.7873 | 196.3128 | 199.6664 | 200.1675 | 199.9952 | 104.9183 | 0.48405 | 40.4598 | 31.1651 | 103.5836 | 74.7451 | 103.4051 | 188.2994 | 201.0044 | 163.1817
| 8 | 8.8346 | 0.82882 | 89.9816 | 170.3923 | 106.8158 | 197.8506 | 199.0862 | 199.5055 | 148.1656 | 93.8274 | 4.4012 | 4.7747 | 9.5418 | 108.5133 | 74.7356 | 95.4113 | 147.8458 | 200.0382 | 170.9849
| 9 | 2.4657 | 10.0486 | 103.7282 | 162.8815 | 91.3928 | 197.7255 | 186.5491 | 190.2431 | 132.7178 | 54.2323 | 9.7275 | 3.2526 | 0.75098 | 94.724 | 111.3408 | 74.0817 | 108.8518 | 202.5465 | 195.8205
| 10 | 0.87398 | 14.2978 | 91.9329 | 116.7096 | 87.0344 | 187.245 | 159.9754 | 179.0973 | 149.6207 | 24.1569 | 5.1355 | 38.4513 | 1.0616 | 58.6464 | 99.1959 | 44.0486 | 63.5107 | 202.1613 | 202.3068
| 11 | 2.3559 | 31.4174 | 72.2449 | 81.6535 | 97.9089 | 177.1937 | 132.8761 | 154.9068 | 142.2289 | 13.4113 | 4.8165 | 3.1781 | 1.6823 | 40.3911 | 79.6514 | 50.6513 | 50.9893 | 201.9096 | 200.5876
| 12 | 0.040374 | 26.2838 | 47.3673 | 41.9696 | 72.0598 | 160.2498 | 77.806 | 130.2199 | 119.3173 | 6.7335 | 4.4865 | 14.6425 | 0.008156 | 38.2373 | 65.9594 | 42.5697 | 52.4262 | 199.2288 | 202.2344
| 13 | 0 | 31.1195 | 43.2593 | 40.3301 | 45.6628 | 132.3875 | 41.2521 | 107.5079 | 95.8351 | 9.1338 | 0.94184 | 15.9086 | 0.41524 | 30.9548 | 38.7594 | 27.5235 | 50.9114 | 198.0864 | 199.2873
| 14 | 0 | 34.6169 | 50.3582 | 41.759 | 33.89 | 99.5795 | 25.1604 | 61.1174 | 73.4116 | 9.5228 | 2.3889 | 7.6542 | 1.9599 | 42.1488 | 24.0244 | 20.9568 | 30.8714 | 191.7536 | 165.6461
| 15 | 0.12308 | 38.783 | 51.5263 | 23.6768 | 21.8506 | 101.9323 | 21.9204 | 48.5579 | 70.0338 | 10.4852 | 4.0865 | 12.396 | 5.9415 | 63.1364 | 16.0473 | 5.3166 | 15.4961 | 174.5278 | 140.3024
| 16 | 9.7342 | 52.1139 | 56.0501 | 17.1416 | 19.0211 | 91.0925 | 24.1225 | 39.0306 | 65.3002 | 7.5974 | 25.2105 | 15.4129 | 10.3056 | 51.3783 | 14.5496 | 0.14905 | 13.4005 | 172.8514 | 145.3778
| 17 | 0 | 61.5696 | 43.7622 | 15.1169 | 9.9901 | 60.9648 | 30.2725 | 55.878 | 55.739 | 19.8078 | 63.3949 | 40.0706 | 0 | 54.5392 | 23.3247 | 2.4507 | 14.5347 | 164.2777 | 166.8028
| 18 | 0 | 86.2214 | 31.852 | 12.7011 | 11.3853 | 40.1924 | 38.0573 | 61.1605 | 46.5505 | 30.5288 | 31.1251 | 28.0405 | 24.4288 | 53.8453 | 31.95 | 16.9579 | 35.5058 | 159.5177 | 179.9805
| 19 | 0 | 119.1246 | 40.5374 | 21.2088 | 38.8864 | 76.874 | 77.1736 | 69.7829 | 52.4402 | 31.528 | 27.2244 | 19.7789 | 45.3021 | 63.0842 | 40.9414 | 28.4961 | 71.3313 | 161.141 | 125.9461
| 20 | 0 | 136.4881 | 45.5135 | 42.4731 | 47.3724 | 132.9356 | 107.2836 | 94.4985 | 104.772 | 41.7149 | 43.7515 | 27.4861 | 51.2865 | 71.8739 | 46.1824 | 40.356 | 76.2732 | 186.0902 | 83.1092
| 21 | 0 | 175.5477 | 51.5022 | 54.2272 | 58.6398 | 157.8159 | 132.2666 | 99.8666 | 105.2383 | 57.0808 | 20.7967 | 13.2553 | 14.4658 | 67.9328 | 61.4617 | 40.7519 | 86.38 | 180.3802 | 149.167
| 22 | 0 | 165.184 | 58.3997 | 96.6956 | 70.7 | 186.5775 | 155.4684 | 113.5289 | 116.2625 | 65.0211 | 3.7619 | 6.6191 | 9.317 | 73.5143 | 52.5573 | 37.2546 | 115.392 | 184.9363 | 152.0025
| 23 | 0.034014 | 127.4185 | 40.336 | 145.2585 | 91.8184 | 194.9405 | 185.3927 | 145.4649 | 147.0792 | 44.1413 | 0 | 7.7751 | 6.4677 | 88.2188 | 42.5691 | 35.8088 | 164.2298 | 183.8246 | 164.6428
| 24 | 1.0463 | 126.8969 | 61.1286 | 171.6216 | 104.2423 | 196.903 | 189.3442 | 188.5389 | 191.9006 | 52.3309 | 0 | 10.9947 | 6.3097 | 82.9833 | 54.3106 | 45.6174 | 184.1653 | 140.2775 | 200.4952
3 | 1 | 0.19562 | 147.7288 | 78.0285 | 180.7822 | 109.2636 | 196.8297 | 172.6658 | 198.4744 | 194.4216 | 40.2456 | 0 | 3.2399 | 5.9242 | 123.3969 | 97.5868 | 97.7311 | 199.0006 | 109.0991 | 202.3362
| 2 | 2.1252 | 128.1461 | 168.1499 | 172.467 | 120.8022 | 196.162 | 194.566 | 195.3729 | 200.4841 | 8.3645 | 0 | 0.82944 | 10.7719 | 144.196 | 93.1728 | 129.4227 | 201.5251 | 125.883 | 182.4917
| 3 | 8.7701 | 128.7513 | 197.4767 | 193.2649 | 153.5314 | 189.3206 | 198.3735 | 193.4483 | 195.5582 | 8.0787 | 0.73379 | 0.14483 | 10.7449 | 160.9059 | 67.3423 | 136.1941 | 200.8921 | 141.6031 | 189.531
| 4 | 18.4673 | 153.5478 | 190.055 | 199.6807 | 165.6658 | 190.9947 | 200.055 | 196.389 | 199.5734 | 3 | 0 | 5.4452 | 3.5193 | 163.2021 | 52.4746 | 139.4122 | 199.9267 | 196.7946 | 188.7315
| 5 | 34.0911 | 133.3481 | 186.4154 | 198.5748 | 183.3068 | 197.5362 | 200.3039 | 197.916 | 200.0238 | 34.5832 | 0 | 24.3575 | 0.92618 | 151.1105 | 40.7432 | 133.3485 | 197.6461 | 200.0084 | 186.668
| 6 | 53.7925 | 105.1681 | 165.2702 | 199.6305 | 197.9939 | 197.8556 | 200.3401 | 198.2526 | 194.3684 | 81.2837 | 0 | 27.9857 | 5.5967 | 152.7525 | 40.7451 | 129.0245 | 201.8946 | 202.3916 | 163.9701
| 7 | 44.2579 | 67.6739 | 158.7479 | 180.9936 | 188.3845 | 198.1526 | 200.0811 | 198.0597 | 171.7301 | 55.448 | 4.4672 | 31.5032 | 1.0836 | 158.1753 | 33.3961 | 167.8365 | 201.8555 | 202.373 | 157.3497
| 8 | 56.0284 | 48.1679 | 144.0437 | 170.5883 | 160.1278 | 197.0001 | 199.0962 | 191.1911 | 153.2749 | 30.6058 | 6.1064 | 40.3235 | 8.5311 | 131.1205 | 20.7649 | 170.8639 | 191.6268 | 201.555 | 156.0745
| 9 | 32.5633 | 46.4791 | 127.8694 | 179.4723 | 105.3137 | 155.1589 | 197.8978 | 179.1862 | 133.4768 | 15.3099 | 0.11151 | 69.2452 | 6.0613 | 95.8641 | 37.1011 | 128.9416 | 187.284 | 202.1703 | 155.1869
| 10 | 6.9325 | 41.8011 | 107.902 | 172.1032 | 85.5452 | 152.615 | 195.963 | 148.3337 | 93.7607 | 14.1354 | 0 | 61.2709 | 1.1517 | 61.5036 | 54.4772 | 107.4816 | 184.1127 | 202.1902 | 171.5285
| 11 | 10.3487 | 26.2941 | 96.7554 | 171.0903 | 53.8563 | 168.711 | 185.0441 | 110.735 | 59.4551 | 7.0131 | 0 | 45.9393 | 3.0038 | 49.0042 | 40.7214 | 118.7757 | 152.6951 | 200.0291 | 163.4731
| 12 | 3.6545 | 11.4883 | 71.9222 | 143.9409 | 30.4365 | 144.2556 | 159.3839 | 75.6728 | 37.467 | 12.0943 | 5.3635 | 28.1787 | 2.8227 | 51.1 | 36.5317 | 96.9478 | 114.506 | 198.9917 | 149.2696
| 13 | 0.025226 | 3.6622 | 54.2731 | 106.8222 | 11.5154 | 120.6594 | 110.1351 | 63.53 | 31.9818 | 13.0113 | 24.9223 | 8.0948 | 1.8699 | 14.5579 | 22.6814 | 76.3362 | 89.8865 | 196.7197 | 140.8537
| 14 | 0 | 4.053 | 58.7795 | 71.3285 | 9.2523 | 119.3824 | 81.7985 | 44.9618 | 21.6089 | 3.7228 | 11.6941 | 3.6826 | 0 | 5.7884 | 12.9169 | 51.7932 | 90.7937 | 191.1966 | 125.2192
| 15 | 0 | 13.38 | 44.0282 | 55.6404 | 11.5249 | 107.4565 | 71.8073 | 33.3239 | 14.9344 | 7e-06 | 21.5968 | 2.331 | 10.6759 | 1.6184 | 11.9095 | 46.175 | 78.3747 | 190.0892 | 105.6957
| 16 | 0 | 26.8811 | 32.6803 | 31.8278 | 12.0894 | 92.7806 | 72.506 | 37.1047 | 10.4099 | 21.2571 | 18.941 | 6.2871 | 12.4913 | 0.024202 | 15.6568 | 47.2829 | 52.86 | 192.2992 | 116.4392
| 17 | 0 | 25.5317 | 32.7664 | 29.2257 | 10.6079 | 79.8308 | 67.4807 | 54.1404 | 17.276 | 1.2033 | 9.0506 | 11.8551 | 8.0753 | 7.9e-05 | 20.3841 | 46.1804 | 42.9288 | 192.5273 | 120.6701
| 18 | 0 | 6.9459 | 28.4237 | 34.7083 | 11.0358 | 89.6821 | 50.8829 | 42.0238 | 18.9343 | 0 | 0.44942 | 2.4979 | 0.81636 | 0.000832 | 19.7294 | 59.9193 | 74.4438 | 199.7573 | 128.2216
| 19 | 0.083832 | 0.028506 | 22.7017 | 40.9709 | 19.9259 | 111.3171 | 43.4696 | 45.4033 | 34.4059 | 0 | 0 | 7.1886 | 0 | 0 | 34.722 | 110.2333 | 110.5679 | 199.2848 | 129.0415
| 20 | 0 | 1.9539 | 47.2791 | 51.1868 | 69.9316 | 127.402 | 67.6435 | 68.594 | 44.1269 | 0 | 22.4174 | 33.0473 | 0 | 0 | 40.9578 | 125.0545 | 141.412 | 196.0221 | 155.4477
| 21 | 0.60311 | 14.6305 | 75.9231 | 89.7654 | 91.423 | 182.1036 | 92.1258 | 163.4866 | 56.4642 | 0 | 13.974 | 43.0978 | 0 | 0 | 63.61 | 114.1195 | 150.1953 | 199.4211 | 189.2304
| 22 | 12.5027 | 21.2416 | 112.9133 | 137.1159 | 80.1401 | 197.9465 | 112.2473 | 192.3753 | 54.4541 | 0 | 0.036966 | 16.902 | 0 | 0 | 95.4339 | 142.607 | 192.9475 | 193.6757 | 192.7544
| 23 | 1.1505 | 18.1131 | 152.6285 | 140.8485 | 103.9377 | 198.1255 | 127.645 | 194.8309 | 56.9707 | 0.35005 | 0 | 6.4333 | 0.000169 | 0 | 133.3882 | 178.9158 | 193.5672 | 197.5838 | 198.7158
| 24 | 0.14119 | 6.6243 | 196.9592 | 129.0926 | 165.1492 | 194.311 | 158.0222 | 195.4986 | 62.03 | 11.0568 | 0 | 8.5946 | 0 | 0 | 151.082 | 158.2178 | 185.3991 | 199.9412 | 200.3153
4 | 1 | 0.003753 | 3.3037 | 200.3015 | 180.0987 | 187.4391 | 197.8452 | 187.5778 | 199.4588 | 88.4691 | 178.3611 | 1.8017 | 16.3808 | 0.40856 | 0 | 131.6534 | 182.8937 | 199.5113 | 200.3729 | 202.2669
| 2 | 0 | 5.0789 | 201.5418 | 176.2617 | 184.2003 | 198.0691 | 198.2899 | 199.9153 | 153.0857 | 190.1024 | 0.20428 | 28.9579 | 1.4301 | 0 | 131.6507 | 176.8325 | 193.0238 | 202.5354 | 202.2617
| 3 | 0.30373 | 5.6978 | 198.3711 | 189.8629 | 181.7543 | 197.889 | 200.5393 | 199.1907 | 145.1078 | 154.3261 | 0 | 46.3706 | 4.0035 | 0 | 131.6437 | 176.4367 | 187.5008 | 202.5155 | 201.6741
| 4 | 1.4644 | 5.6867 | 181.4988 | 188.1783 | 189.8467 | 197.8128 | 199.2215 | 196.1272 | 130.2088 | 73.9982 | 0 | 28.4829 | 2.5362 | 0 | 112.6615 | 160.9931 | 198.9967 | 200.3797 | 199.4747
| 5 | 1.4163 | 10.9435 | 193.8787 | 186.6474 | 183.4302 | 197.6587 | 198.788 | 198.4803 | 73.6965 | 29.8287 | 0 | 9.5356 | 3.4861 | 0 | 86.7271 | 147.7747 | 195.5879 | 199.664 | 200.3596
| 6 | 0 | 10.4173 | 182.1692 | 180.32 | 185.0784 | 197.8259 | 197.4133 | 185.1464 | 32.5705 | 29.4967 | 0 | 0.044687 | 0 | 0.53992 | 86.7233 | 125.4576 | 198.5347 | 198.3296 | 201.2544
| 7 | 3.4109 | 21.3141 | 135.3828 | 176.6342 | 173.879 | 197.675 | 199.1358 | 174.4932 | 24.6377 | 20.3219 | 0 | 7.9652 | 4.7059 | 2.3495 | 137.1167 | 131.6482 | 199.309 | 199.2212 | 199.227
| 8 | 1.8728 | 55.8854 | 75.8212 | 157.787 | 110.5338 | 197.2651 | 199.5678 | 173.6957 | 34.4153 | 26.7479 | 0 | 2.3792 | 4.2937 | 2.2293 | 179.8451 | 114.4037 | 189.4604 | 196.4001 | 201.2202
| 9 | 5.4708 | 45.0949 | 99.5431 | 137.1672 | 103.7511 | 191.6041 | 198.4419 | 171.9301 | 32.2049 | 37.0239 | 0.16808 | 4.3215 | 0.002389 | 4.5278 | 160.7529 | 113.681 | 189.9055 | 198.5468 | 200.4832
| 10 | 8.9757 | 28.3171 | 108.6166 | 133.5998 | 89.2341 | 168.4927 | 186.2974 | 160.8219 | 34.7441 | 58.4248 | 0.2395 | 3.8542 | 0 | 2.4263 | 142.2343 | 81.8626 | 194.6302 | 198.3354 | 197.0513
| 11 | 13.3293 | 36.7975 | 93.1583 | 98.0652 | 59.9497 | 168.4882 | 165.8661 | 153.9798 | 26.9624 | 51.3658 | 7.1445 | 5.9733 | 0 | 3.3326 | 135.1554 | 85.1471 | 190.1252 | 197.0186 | 183.2487
| 12 | 21.3801 | 25.7604 | 90.4176 | 51.9805 | 49.8332 | 180.9004 | 133.1358 | 140.5547 | 20.483 | 52.1991 | 3.4784 | 1.3221 | 0 | 2.4892 | 125.4545 | 85.3335 | 153.6708 | 193.4865 | 146.5363
| 13 | 36.1272 | 25.0553 | 105.2187 | 34.2257 | 33.8215 | 189.6094 | 90.7221 | 112.5733 | 19.231 | 47.7023 | 0 | 0.012441 | 0 | 1.5578 | 113.6398 | 91.1341 | 109.3086 | 189.9414 | 83.1005
| 14 | 43.5987 | 22.8694 | 91.2961 | 22.1624 | 20.1563 | 178.5395 | 69.9214 | 82.9332 | 13.1063 | 44.598 | 0 | 25.6654 | 0 | 0 | 121.1003 | 84.0395 | 86.923 | 189.8856 | 51.3093
| 15 | 16.5913 | 29.8649 | 88.3173 | 14.9507 | 21.2954 | 148.9382 | 57.0266 | 50.3666 | 23.1939 | 49.8306 | 7.4245 | 73.6242 | 0 | 0 | 107.8499 | 78.7323 | 76.6148 | 178.5723 | 43.4607
| 16 | 5.6547 | 34.5736 | 82.8206 | 3.7967 | 15.0372 | 141.7131 | 50.3829 | 41.8484 | 40.4529 | 52.9022 | 33.7998 | 12.4597 | 0.08091 | 0 | 107.0688 | 75.0495 | 67.3195 | 169.6977 | 48.8437
| 17 | 37.7484 | 13.9519 | 63.4417 | 0.7544 | 20.3777 | 124.1631 | 42.4751 | 57.5751 | 38.6776 | 49.5495 | 20.296 | 35.6489 | 0.48871 | 0.35694 | 75.2039 | 47.7929 | 70.6347 | 168.1617 | 51.4799
| 18 | 17.9861 | 6.1704 | 46.8668 | 10.4373 | 15.63 | 103.3647 | 41.5702 | 95.1216 | 45.7578 | 53.8913 | 6.6443 | 48.4486 | 0 | 0.29232 | 75.1414 | 56.3287 | 69.1329 | 136.493 | 46.2776
| 19 | 27.2702 | 9.5272 | 93.5695 | 13.9732 | 32.5848 | 96.4048 | 55.3468 | 88.2331 | 77.848 | 87.2048 | 0.20694 | 57.2358 | 1.1049 | 1.9442 | 109.791 | 98.758 | 123.1405 | 125.9907 | 36.2868
| 20 | 15.3431 | 16.8071 | 135.2426 | 36.2242 | 54.8741 | 148.1436 | 83.6582 | 105.1126 | 88.7013 | 105.2471 | 0 | 58.4074 | 2.0868 | 19.9814 | 157.6598 | 80.7579 | 150.8425 | 104.1693 | 82.0656
| 21 | 24.9093 | 12.6759 | 194.8819 | 57.6594 | 97.9775 | 152.2264 | 112.1542 | 124.0307 | 90.2984 | 98.1757 | 0 | 36.5061 | 0.21898 | 31.5571 | 181.4169 | 102.9639 | 189.3418 | 87.268 | 131.5613
| 22 | 65.8836 | 0 | 200.5138 | 94.6258 | 123.0383 | 183.7791 | 152.2139 | 163.7997 | 100.6431 | 97.1281 | 0 | 57.9593 | 0.88145 | 41.0554 | 200.4258 | 157.3952 | 199.9873 | 134.5953 | 166.8684
| 23 | 56.1179 | 15.3351 | 166.3161 | 88.5979 | 140.3791 | 190.2466 | 179.6216 | 194.9068 | 89.1875 | 104.5972 | 0 | 30.657 | 3.8776 | 39.2556 | 200.5483 | 145.5017 | 202.5828 | 114.6008 | 171.8852
| 24 | 143.553 | 24.7549 | 193.8929 | 149.1846 | 158.3302 | 195.7796 | 189.0442 | 197.8367 | 57.4534 | 156.2054 | 2.9385 | 64.9134 | 18.4612 | 24.6863 | 200.201 | 162.6207 | 202.1794 | 120.5231 | 193.824
5 | 1 | 158.4406 | 40.4143 | 192.9864 | 179.4996 | 178.4806 | 197.6799 | 196.3503 | 196.7519 | 72.9937 | 176.7054 | 2.8006 | 20.231 | 7.5581 | 22.2533 | 200.123 | 170.1103 | 201.2175 | 138.9077 | 200.3168
| 2 | 183.5611 | 63.6216 | 195.3685 | 199.5142 | 185.6115 | 196.72 | 199.1449 | 197.045 | 149.2839 | 191.6378 | 8.2763 | 72.1005 | 1.1333 | 17.854 | 200.3999 | 183.693 | 200.6996 | 145.5191 | 200.7078
| 3 | 157.2923 | 45.0443 | 199.5166 | 202.1304 | 178.3348 | 195.2212 | 198.5808 | 197.5152 | 81.1958 | 199.0597 | 1.8951 | 13.1943 | 0.16878 | 27.2768 | 200.2171 | 140.3918 | 200.2864 | 146.6153 | 193.3262
| 4 | 101.3409 | 27.0044 | 197.3778 | 202.069 | 143.0342 | 196.1287 | 200.1067 | 181.0776 | 54.978 | 169.8743 | 8.3637 | 19.5578 | 0.31182 | 34.7277 | 200.0186 | 96.1733 | 200.1997 | 165.5227 | 196.3635
| 5 | 81.1508 | 14.6842 | 198.3822 | 197.6425 | 134.6699 | 194.5093 | 200.2398 | 197.9315 | 59.475 | 51.0132 | 3.9613 | 24.794 | 5.0345 | 36.4216 | 162.5898 | 137.7002 | 199.1564 | 181.272 | 201.0118
| 6 | 97.8143 | 0.883 | 194.5512 | 195.1619 | 104.873 | 182.3641 | 200.4898 | 195.2178 | 44.7695 | 59.2427 | 0 | 12.7161 | 0.37133 | 33.3331 | 199.4924 | 165.6346 | 191.9966 | 196.2951 | 202.3818
| 7 | 77.0843 | 0.84419 | 179.6019 | 193.4523 | 49.2771 | 190.8494 | 200.0356 | 169.5132 | 67.0761 | 34.6405 | 0 | 11.1806 | 0 | 27.2008 | 199.0005 | 191.0364 | 197.0648 | 196.9453 | 201.042
| 8 | 69.7337 | 3.2597 | 175.6517 | 196.2763 | 29.2517 | 196.5594 | 199.0771 | 171.3364 | 68.9098 | 37.1507 | 0 | 11.5802 | 0 | 10.2652 | 196.1918 | 187.3135 | 192.202 | 198.3618 | 199.5841
| 9 | 69.7297 | 1.8045 | 182.5342 | 175.2614 | 27.6105 | 196.3773 | 197.0747 | 152.0226 | 83.2107 | 14.0497 | 0 | 17.0343 | 0 | 19.5116 | 193.4157 | 175.1979 | 183.5133 | 198.2461 | 200.8952
| 10 | 50.1693 | 0.077106 | 176.0438 | 165.9688 | 30.1348 | 195.9174 | 182.3568 | 127.6535 | 67.533 | 10.429 | 0.001182 | 9.8919 | 0 | 17.3234 | 188.0004 | 151.3979 | 196.771 | 198.278 | 199.9839
| 11 | 34.7607 | 0.48821 | 137.347 | 138.8194 | 29.4319 | 192.3555 | 126.8254 | 103.8251 | 59.7201 | 22.8738 | 5.7918 | 6.8926 | 0 | 15.836 | 188.0113 | 139.8504 | 190.3619 | 198.0622 | 188.1645
| 12 | 52.6984 | 7.1983 | 121.825 | 75.5415 | 26.9183 | 194.3862 | 64.5995 | 79.7477 | 47.1999 | 25.4287 | 14.4584 | 5.5803 | 0.85168 | 16.1838 | 184.6933 | 110.0505 | 184.9938 | 197.3607 | 160.4433
| 13 | 59.7491 | 9.8396 | 103.9334 | 31.9635 | 19.71 | 181.7517 | 41.2997 | 54.8715 | 38.9283 | 22.6262 | 1.5018 | 6.3946 | 2.7988 | 34.0165 | 154.9126 | 93.6782 | 175.3732 | 197.231 | 112.4249
| 14 | 61.0238 | 31.2617 | 94.2518 | 26.4037 | 9.2006 | 190.0234 | 34.2497 | 55.8423 | 44.9945 | 16.6098 | 0 | 10.1396 | 0 | 45.817 | 130.6778 | 100.5905 | 177.7203 | 192.2757 | 91.2724
| 15 | 87.0448 | 20.4637 | 90.3418 | 27.8201 | 12.2186 | 189.2479 | 33.4158 | 44.8259 | 46.667 | 12.2638 | 1.1208 | 6.5095 | 1.08 | 76.8498 | 115.1895 | 112.6909 | 170.1457 | 187.314 | 122.6235
| 16 | 99.0679 | 0.051725 | 93.7123 | 23.2356 | 10.1171 | 189.2774 | 41.082 | 45.5454 | 37.4611 | 21.1975 | 9.0961 | 0 | 0 | 62.0429 | 120.7739 | 126.9757 | 155.7257 | 190.0615 | 120.7761
| 17 | 62.4738 | 0.41983 | 64.1146 | 23.0025 | 5.922 | 184.4115 | 45.279 | 51.6883 | 44.9313 | 20.3801 | 13.3134 | 4.3403 | 0 | 32.7915 | 75.2097 | 88.3685 | 126.191 | 180.5837 | 141.382
| 18 | 71.9003 | 1.7366 | 63.2131 | 43.964 | 12.7003 | 184.3016 | 48.4861 | 47.7616 | 33.0181 | 23.9033 | 4.15 | 2.5148 | 0 | 22.4755 | 88.2811 | 70.2672 | 135.136 | 175.3353 | 142.6433
| 19 | 96.9286 | 0.01421 | 99.8525 | 57.4358 | 34.089 | 115.1582 | 74.0869 | 51.0832 | 74.171 | 38.337 | 0.18963 | 0 | 0 | 26.4565 | 117.992 | 63.3904 | 182.4417 | 172.3928 | 100.4341
| 20 | 138.307 | 0.000158 | 136.059 | 74.6858 | 68.1939 | 139.4485 | 100.9745 | 83.8311 | 118.588 | 56.2771 | 0 | 0.024009 | 0 | 41.0288 | 141.8048 | 66.076 | 202.2337 | 108.4386 | 104.0363
| 21 | 138.5536 | 0 | 160.8702 | 123.682 | 111.4257 | 189.7551 | 154.7768 | 111.3094 | 111.8246 | 62.742 | 0 | 0.033012 | 0 | 65.6308 | 137.0969 | 92.9491 | 202.3505 | 91.4379 | 171.1237
| 22 | 173.5593 | 0 | 155.1284 | 165.5986 | 103.7113 | 183.2532 | 143.568 | 129.0366 | 93.1602 | 93.3564 | 0 | 3.2922 | 0 | 68.773 | 135.3702 | 92.0799 | 188.4208 | 145.1052 | 189.3232
| 23 | 150.4424 | 0 | 167.5949 | 191.2594 | 88.3644 | 194.3773 | 189.7929 | 161.8629 | 97.1466 | 100.3521 | 0 | 9.1012 | 0.067496 | 40.1487 | 140.0156 | 109.6624 | 191.4203 | 183.1905 | 199.259
| 24 | 141.4297 | 0 | 191.0501 | 186.4593 | 164.9287 | 192.8577 | 200.4154 | 185.3593 | 153.5211 | 102.3405 | 0 | 16.375 | 1.9353 | 75.5907 | 157.1982 | 164.646 | 199.0101 | 195.6974 | 200.7383
6 | 1 | 148.3241 | 0 | 186.699 | 191.048 | 195.2327 | 193.1388 | 199.5647 | 188.4736 | 175.191 | 65.428 | 0 | 12.0971 | 0.57058 | 69.4386 | 151.7465 | 171.3092 | 197.4713 | 197.6591 | 198.2893
| 2 | 163.2017 | 2.1446 | 197.6609 | 200.0155 | 191.9777 | 187.5893 | 199.6208 | 193.3057 | 185.0442 | 41.2353 | 0 | 22.282 | 0 | 83.4656 | 154.4933 | 188.7427 | 161.0682 | 198.4801 | 175.1534
| 3 | 173.7242 | 3.1837 | 196.3241 | 200.2467 | 187.0303 | 195.8647 | 197.4658 | 199.3048 | 190.4082 | 41.49 | 0.007908 | 28.9784 | 0.13665 | 122.8647 | 186.869 | 186.3842 | 138.2978 | 198.4534 | 187.3964
| 4 | 174.7055 | 0.015404 | 198.6271 | 200.0649 | 134.6988 | 184.8683 | 193.853 | 198.6412 | 187.7923 | 50.7621 | 3.5351 | 28.6958 | 6.1137 | 106.2635 | 157.5324 | 160.8278 | 169.1162 | 198.416 | 189.7914
| 5 | 136.6214 | 11.7108 | 199.9548 | 200.4531 | 116.7664 | 195.4483 | 152.773 | 199.0556 | 186.7617 | 62.4945 | 17.8621 | 20.3996 | 3.2262 | 81.0654 | 185.5547 | 159.8661 | 188.2507 | 198.4295 | 183.8517
| 6 | 116.4433 | 13.9293 | 200.5727 | 200.8815 | 157.9235 | 185.3999 | 182.1211 | 195.5971 | 157.6406 | 18.9564 | 43.4149 | 2.119 | 0.8128 | 36.4372 | 168.8416 | 152.089 | 175.6878 | 197.0868 | 181.3039
| 7 | 120.3741 | 29.6777 | 200.353 | 179.1078 | 40.7399 | 195.9526 | 197.5191 | 161.4973 | 116.5914 | 22.1821 | 20.0618 | 0 | 2.584 | 51.9284 | 187.335 | 162.099 | 136.5407 | 193.0879 | 191.5541
| 8 | 121.3861 | 16.019 | 194.8855 | 176.759 | 5.8452 | 196.4803 | 197.6076 | 151.3983 | 157.0193 | 11.283 | 4.5009 | 16.4429 | 10.3625 | 62.7249 | 176.9155 | 166.0965 | 178.7731 | 194.9093 | 196.5898
| 9 | 136.8087 | 9.6918 | 179.6569 | 176.374 | 5.2967 | 196.1158 | 196.4063 | 152.5895 | 161.1478 | 2.9763 | 4.1418 | 0.070667 | 1.7234 | 62.911 | 166.5741 | 160.7674 | 186.5835 | 194.0936 | 198.2444
| 10 | 147.8403 | 14.3777 | 158.3699 | 186.3899 | 0.94703 | 196.7264 | 195.7355 | 113.0554 | 155.3959 | 0.000121 | 3.3564 | 0.040664 | 1.5189 | 49.4565 | 168.3102 | 167.6782 | 164.1834 | 196.0636 | 200.3297
| 11 | 149.5776 | 9.4047 | 129.2411 | 165.9189 | 0.001325 | 196.1229 | 197.044 | 64.8559 | 108.3958 | 0.45281 | 1.7025 | 0.058786 | 0.28612 | 37.6365 | 168.1425 | 125.7001 | 169.3859 | 197.1171 | 191.6101
| 12 | 119.3461 | 11.3492 | 81.3002 | 152.4227 | 0 | 196.1569 | 196.8984 | 23.822 | 52.4556 | 0.40867 | 0.005648 | 0 | 0 | 30.8279 | 122.7819 | 127.2694 | 153.3115 | 198.3297 | 168.9185
| 13 | 81.0818 | 16.1343 | 25.4764 | 144.2197 | 1.4229 | 194.4859 | 198.0898 | 11.7287 | 34.6557 | 0.081811 | 1.4195 | 0 | 0 | 28.0796 | 83.608 | 109.7157 | 136.644 | 197.3242 | 134.1752
| 14 | 70.7664 | 18.6297 | 23.3733 | 151.4835 | 0.92478 | 193.6996 | 195.5365 | 12.2994 | 35.5759 | 0.70141 | 5.1113 | 0.31394 | 0 | 32.8967 | 67.6885 | 115.4792 | 123.1894 | 191.7305 | 100.9876
| 15 | 66.7178 | 22.5971 | 25.002 | 119.7326 | 1.818 | 190.7345 | 168.5237 | 12.1303 | 44.5399 | 0.23582 | 4.4561 | 2.7534 | 0 | 36.0497 | 57.8148 | 83.1701 | 116.306 | 190.5337 | 94.7673
| 16 | 63.5864 | 77.5314 | 23.2983 | 142.8204 | 3.1906 | 191.1975 | 138.8618 | 12.3839 | 37.769 | 0.63018 | 0.76326 | 0 | 0.018443 | 39.0241 | 46.9763 | 68.6391 | 97.2708 | 193.7118 | 78.7531
| 17 | 52.1052 | 33.1409 | 22.1216 | 147.4114 | 6.1359 | 188.8133 | 133.9878 | 14.798 | 39.3619 | 0.004217 | 32.89 | 0 | 28.8127 | 36.7341 | 30.4838 | 53.9732 | 66.3468 | 188.0436 | 71.8643
| 18 | 38.5228 | 23.1527 | 25.2673 | 146.1278 | 2.5362 | 184.615 | 115.6729 | 14.0781 | 29.2083 | 3.8814 | 6.5601 | 0 | 2.5842 | 28.5272 | 25.6488 | 49.062 | 61.1678 | 175.4011 | 56.6251
| 19 | 57.5342 | 15.7517 | 21.0365 | 114.2943 | 15.1888 | 173.7079 | 97.8059 | 20.6659 | 54.7109 | 24.4083 | 0 | 0 | 11.0099 | 45.6191 | 66.0973 | 53.9067 | 41.6455 | 139.428 | 37.4819
| 20 | 67.3535 | 16.5299 | 26.0789 | 176.3593 | 15.2088 | 182.6064 | 128.0396 | 37.9924 | 107.0798 | 22.3656 | 0.36156 | 0 | 4.7752 | 66.5758 | 64.5594 | 68.6763 | 51.3437 | 168.489 | 64.6208
| 21 | 92.8559 | 44.6038 | 42.924 | 185.0752 | 21.1614 | 184.8869 | 184.9784 | 59.092 | 112.2461 | 15.187 | 12.9561 | 0 | 1.7127 | 57.2458 | 62.3953 | 75.6217 | 118.7795 | 187.6654 | 80.4866
| 22 | 75.4301 | 20.5254 | 83.3712 | 155.3196 | 53.2776 | 194.0075 | 190.0388 | 61.2116 | 78.0085 | 10.4272 | 15.8097 | 4e-06 | 2.3872 | 35.0686 | 87.8212 | 75.4198 | 167.2438 | 190.8946 | 129.6809
| 23 | 72.7069 | 21.2382 | 117.3995 | 127.6614 | 104.3817 | 192.5478 | 198.0405 | 80.3108 | 72.496 | 20.4005 | 17.8483 | 0.85899 | 0.31912 | 53.5369 | 133.528 | 110.4374 | 189.4709 | 198.0359 | 179.0254
| 24 | 79.7787 | 19.4554 | 105.7641 | 127.3679 | 166.1549 | 192.2978 | 198.4993 | 119.5393 | 148.3646 | 26.9666 | 18.2458 | 2.7692 | 7.9274 | 58.4751 | 139.8879 | 164.4921 | 175.7219 | 198.2137 | 170.4009
7 | 1 | 118.0918 | 33.8203 | 89.4492 | 183.4603 | 166.8892 | 188.5721 | 196.9351 | 131.6231 | 174.65 | 15.2176 | 27.9748 | 12.2252 | 18.3216 | 65.6975 | 147.7425 | 166.548 | 192.5586 | 198.46 | 161.8179
| 2 | 155.2587 | 30.7494 | 124.0032 | 183.8714 | 152.1127 | 175.4835 | 197.9335 | 132.918 | 188.0841 | 10.148 | 109.3614 | 1.8952 | 2.43 | 118.1223 | 127.8837 | 182.237 | 199.691 | 198.4345 | 172.9527
| 3 | 186.152 | 7.8244 | 172.7749 | 196.0034 | 157.8855 | 149.843 | 198.3061 | 149.9511 | 179.5125 | 4.6773 | 2.7883 | 11.0888 | 0.22037 | 134.9775 | 119.2119 | 192.0907 | 197.9969 | 198.4281 | 178.6367
| 4 | 191.043 | 6.3682 | 154.5885 | 187.5968 | 82.2413 | 85.1032 | 198.3294 | 152.7777 | 133.8484 | 13.3519 | 0 | 34.7748 | 0 | 113.6166 | 100.0248 | 177.0811 | 202.376 | 198.4538 | 187.2635
| 5 | 167.9515 | 1.608 | 153.1542 | 166.455 | 17.8377 | 66.937 | 198.1949 | 149.8963 | 125.3266 | 17.1277 | 0.49914 | 63.262 | 0 | 145.9432 | 101.3982 | 168.5622 | 202.3579 | 198.5012 | 195.6859
| 6 | 147.0101 | 2.7573 | 167.3169 | 141.4256 | 7.2017 | 92.7512 | 198.2627 | 143.7932 | 102.273 | 27.4793 | 0.19508 | 52.5891 | 0.84545 | 159.1351 | 83.774 | 125.2664 | 202.4852 | 198.2992 | 197.5211
| 7 | 106.4626 | 7.7026 | 167.1795 | 172.969 | 10.427 | 97.1275 | 167.0428 | 118.5044 | 127.2221 | 35.1792 | 0 | 56.7441 | 28.4235 | 129.1339 | 48.8456 | 100.4478 | 201.9583 | 198.5576 | 194.8283
| 8 | 121.1837 | 0.084913 | 142.4858 | 194.842 | 0 | 160.2738 | 118.6665 | 109.3886 | 111.3551 | 26.7809 | 0 | 34.0066 | 59.6548 | 98.2955 | 46.2194 | 83.7298 | 194.1328 | 198.1294 | 196.7208
| 9 | 126.75 | 0.15382 | 140.8858 | 178.7402 | 0.11317 | 157.5983 | 118.6705 | 86.1738 | 112.366 | 18.8377 | 0 | 29.7196 | 75.9795 | 75.579 | 37.3203 | 111.5397 | 185.5909 | 195.5232 | 196.5876
| 10 | 136.6881 | 0.38437 | 126.5704 | 180.5054 | 0.25979 | 153.7312 | 118.6845 | 54.4327 | 120.2394 | 14.7841 | 0 | 11.258 | 52.8564 | 76.1567 | 29.0782 | 107.3111 | 184.4159 | 196.1032 | 192.6986
| 11 | 89.7252 | 3.6083 | 96.5558 | 177.0619 | 2.2971 | 181.9742 | 118.6922 | 41.1744 | 129.0215 | 8.9315 | 0 | 1.9207 | 12.3891 | 79.0335 | 43.9084 | 79.2481 | 170.8332 | 197.7143 | 168.3459
| 12 | 53.4574 | 21.7979 | 51.8297 | 157.8121 | 13.4896 | 179.5912 | 118.6976 | 24.9953 | 98.8449 | 0.53775 | 0.12346 | 0.73258 | 0.48092 | 38.2106 | 47.1621 | 73.5663 | 161.3052 | 196.4984 | 116.1264
| 13 | 39.0455 | 29.8274 | 24.9543 | 131.268 | 21.6539 | 173.2371 | 151.6639 | 13.9732 | 89.1184 | 0.002719 | 6.5798 | 10.2449 | 0.98716 | 55.1893 | 42.0195 | 79.119 | 119.7079 | 188.7829 | 73.9461
| 14 | 33.9266 | 23.6807 | 9.8368 | 101.7859 | 25.3804 | 170.7626 | 154.4699 | 15.438 | 88.2167 | 0.012501 | 17.0082 | 3.8468 | 9.3281 | 49.5545 | 33.5199 | 54.8005 | 89.3753 | 178.5562 | 62.1709
| 15 | 35.9574 | 24.8311 | 2.6533 | 77.7778 | 31.325 | 162.5619 | 131.1688 | 18.6038 | 94.0505 | 0 | 0.53675 | 8.6939 | 4.4901 | 33.8887 | 30.048 | 71.2849 | 74.0443 | 174.7365 | 64.3428
| 16 | 57.8455 | 21.4808 | 0.15251 | 79.5808 | 40.0273 | 158.3872 | 137.1948 | 21.3732 | 79.8574 | 0 | 1.0697 | 11.078 | 1.4874 | 28.51 | 20.3232 | 67.0044 | 71.0818 | 168.5562 | 72.7863
| 17 | 59.3903 | 23.2975 | 4.0325 | 101.9389 | 34.2858 | 134.0935 | 133.5179 | 16.0996 | 80.2183 | 0 | 0.62703 | 52.636 | 1.7916 | 29.2586 | 3.8629 | 56.9708 | 59.0491 | 171.4902 | 88.797
| 18 | 39.938 | 38.438 | 6.0508 | 79.3631 | 42.7973 | 114.2021 | 125.479 | 24.7548 | 83.6851 | 1.6192 | 1.5558 | 126.4896 | 4.3916 | 37.8368 | 1.5454 | 61.3605 | 43.7031 | 161.5489 | 87.4507
| 19 | 55.426 | 53.4312 | 0.02846 | 110.1686 | 97.4603 | 164.1514 | 103.4338 | 49.1752 | 86.9599 | 13.5102 | 3.2098 | 46.3206 | 17.4824 | 61.6756 | 3.6471 | 72.4619 | 50.5552 | 161.7604 | 119.7414
| 20 | 52.3369 | 68.7139 | 0.95141 | 162.4218 | 158.3949 | 189.8402 | 96.1697 | 89.0673 | 124.758 | 30.0134 | 1.0159 | 53.7537 | 22.7561 | 54.9381 | 8.7156 | 85.733 | 69.1281 | 195.1897 | 158.1285
| 21 | 55.2098 | 85.0972 | 6.003 | 176.1377 | 173.9641 | 194.6229 | 145.931 | 103.2168 | 179.043 | 33.6728 | 2.0417 | 43.0327 | 13.9882 | 62.1196 | 13.1805 | 122.0251 | 102.8326 | 202.3069 | 163.855
| 22 | 53.1157 | 85.2186 | 5.6396 | 184.0698 | 167.6493 | 195.2199 | 190.3889 | 105.6063 | 190.4865 | 28.8207 | 20.1535 | 74.913 | 15.4243 | 55.5754 | 25.1616 | 158.0648 | 129.9247 | 202.663 | 168.8567
| 23 | 60.4425 | 85.325 | 18.693 | 179.5342 | 170.3842 | 190.6048 | 200.2266 | 150.0615 | 194.3489 | 24.6267 | 12.5534 | 113.4057 | 11.5273 | 64.6845 | 67.4259 | 129.7638 | 158.0489 | 202.6638 | 171.0179
| 24 | 43.2162 | 100.1476 | 12.4117 | 190.4988 | 161.3676 | 196.6239 | 198.1119 | 167.1863 | 184.6242 | 18.6609 | 4.9876 | 129.2547 | 11.526 | 70.7307 | 81.4434 | 120.3365 | 178.9521 | 202.5946 | 141.4731
8 | 1 | 105.1297 | 97.7455 | 15.5992 | 163.9425 | 166.1853 | 193.931 | 200.2029 | 171.3319 | 182.7755 | 11.8883 | 12.6095 | 173.6033 | 11.8274 | 63.5445 | 68.6575 | 152.0639 | 174.4477 | 202.2969 | 120.2063
| 2 | 174.1911 | 132.159 | 12.3168 | 189.2825 | 173.0122 | 198.4567 | 200.4229 | 177.8964 | 196.3936 | 13.293 | 14.0889 | 141.9622 | 19.7151 | 99.4529 | 42.1404 | 134.2135 | 170.2849 | 202.156 | 139.5262
| 3 | 162.6903 | 134.7004 | 13.5239 | 166.5821 | 190.5615 | 198.4165 | 200.2797 | 178.7599 | 196.5894 | 51.2332 | 19.9362 | 128.5639 | 2.3028 | 154.8815 | 50.6376 | 119.7632 | 150.859 | 201.4588 | 167.1633
| 4 | 158.5073 | 109.5183 | 32.9931 | 164.6053 | 169.2935 | 199.4238 | 200.3072 | 182.7895 | 200.1631 | 25.7894 | 14.1838 | 162.3402 | 0 | 187.0444 | 54.467 | 137.455 | 168.7779 | 202.0142 | 177.1495
| 5 | 151.6333 | 95.9335 | 55.8962 | 190.9357 | 171.219 | 200.3025 | 200.4088 | 194.7259 | 198.6224 | 20.4984 | 6.7384 | 122.2233 | 0 | 187.6368 | 89.537 | 149.9171 | 172.4628 | 202.4033 | 193.8928
| 6 | 116.5875 | 124.5594 | 50.9705 | 190.0292 | 173.1403 | 194.9856 | 198.4332 | 193.9631 | 194.5351 | 26.2007 | 0 | 47.9917 | 0 | 161.1618 | 134.7529 | 180.5544 | 167.4353 | 202.5794 | 193.6735
| 7 | 104.4501 | 117.9967 | 33.0324 | 148.331 | 155.1192 | 177.8721 | 197.5454 | 188.7333 | 186.1117 | 35.2176 | 0 | 25.6348 | 0.77003 | 138.6194 | 139.7363 | 183.4587 | 160.9974 | 202.5908 | 189.8664
| 8 | 65.9049 | 121.4067 | 48.1876 | 100.4035 | 189.2704 | 178.0259 | 197.4057 | 162.9519 | 166.052 | 43.9507 | 0 | 16.2853 | 0.000148 | 83.867 | 91.5095 | 153.4265 | 133.8952 | 201.7667 | 187.1269
| 9 | 59.6987 | 88.4669 | 51.1336 | 170.19 | 195.7207 | 170.8141 | 197.3422 | 159.22 | 157.7337 | 22.2626 | 5.4725 | 35.6716 | 0 | 55.062 | 50.2802 | 132.3249 | 166.3595 | 200.6627 | 182.7477
| 10 | 66.5314 | 58.9027 | 46.2955 | 187.4234 | 192.9757 | 161.9513 | 197.1029 | 126.8411 | 98.6766 | 11.265 | 0.033322 | 41.4326 | 0.76812 | 43.6565 | 42.3044 | 132.884 | 93.5467 | 195.4336 | 172.3511
| 11 | 67.3715 | 40.3487 | 52.8576 | 161.9318 | 191.8209 | 135.5235 | 193.9464 | 93.9656 | 68.0517 | 4.9299 | 1.5818 | 16.1565 | 1.8349 | 40.4655 | 34.6904 | 115.8477 | 58.4666 | 196.134 | 164.9212
| 12 | 63.5044 | 36.9611 | 48.915 | 148.6279 | 193.936 | 128.7111 | 192.766 | 87.8563 | 48.9388 | 0.53166 | 5.642 | 4.8931 | 0.30549 | 35.1765 | 47.6527 | 120.7365 | 52.8961 | 193.7619 | 156.5226
| 13 | 45.3016 | 28.0565 | 51.0535 | 133.3117 | 193.5739 | 146.4823 | 187.3798 | 73.5173 | 43.6771 | 2.7607 | 21.9776 | 10.4171 | 2.4664 | 26.0949 | 42.6237 | 101.0652 | 40.4032 | 193.2889 | 155.8323
| 14 | 48.0038 | 22.8378 | 41.256 | 118.435 | 186.6675 | 140.6865 | 175.3909 | 64.2588 | 49.2568 | 6.8704 | 44.3038 | 3.3578 | 9.4648 | 22.8692 | 25.6657 | 96.8421 | 34.1714 | 182.5079 | 141.1985
| 15 | 59.7786 | 26.1963 | 22.095 | 99.4593 | 190.5904 | 131.9509 | 167.51 | 60.3545 | 44.0712 | 3.7183 | 18.3517 | 1.8023 | 35.005 | 17.6928 | 19.1523 | 77.4779 | 28.5341 | 160.7989 | 132.5507
| 16 | 68.3723 | 35.4179 | 15.2028 | 79.3824 | 182.5974 | 138.7133 | 169.5164 | 58.2199 | 39.2841 | 23.9753 | 1.3087 | 0.48736 | 36.0707 | 12.5873 | 21.0099 | 56.2934 | 25.8505 | 154.8705 | 137.4845
| 17 | 65.7755 | 60.9918 | 13.5365 | 59.2756 | 190.4161 | 100.9538 | 151.2827 | 59.6914 | 51.1736 | 46.7936 | 0 | 0 | 3.439 | 19.7909 | 17.6945 | 35.5563 | 30.5001 | 144.2278 | 144.2448
| 18 | 56.6135 | 31.6173 | 26.7768 | 83.613 | 171.5946 | 109.0005 | 135.0233 | 80.5962 | 49.7066 | 30.3033 | 0.99947 | 0 | 9.1799 | 15.5412 | 16.9646 | 48.1722 | 55.7303 | 133.0951 | 114.6863
| 19 | 79.0422 | 29.1754 | 37.394 | 131.7763 | 197.4266 | 80.8677 | 94.829 | 96.8969 | 76.9862 | 7.4555 | 0.065036 | 10.5 | 22.1363 | 9.252 | 37.9512 | 73.9642 | 110.1071 | 114.3021 | 95.7284
| 20 | 109.2678 | 18.5502 | 33.7382 | 168.1217 | 195.6557 | 120.7788 | 113.1483 | 146.7729 | 87.9906 | 0.57796 | 0 | 9.1946 | 3.5729 | 7.3399 | 47.9667 | 95.422 | 140.01 | 155.6972 | 130.1021
| 21 | 118.5783 | 21.0898 | 55.378 | 180.9951 | 183.6661 | 130.3768 | 136.993 | 163.8605 | 111.8681 | 14.3236 | 0.30607 | 59.0221 | 1.4497 | 7.1688 | 66.4448 | 82.3637 | 141.0686 | 189.5707 | 156.1008
| 22 | 108.0455 | 31.5659 | 47.9165 | 189.3792 | 183.131 | 145.5018 | 165.0739 | 183.8312 | 142.7565 | 1.2766 | 0.36374 | 60.3465 | 6.6145 | 10.2588 | 120.1836 | 120.2743 | 178.3714 | 199.5857 | 162.2301
| 23 | 133.2703 | 29.8734 | 69.2342 | 171.1644 | 197.024 | 102.3759 | 188.2398 | 189.1309 | 150.9611 | 0 | 2.6461 | 39.8511 | 5.2767 | 4.7094 | 147.4078 | 137.5727 | 183.0825 | 199.2672 | 146.5002
| 24 | 172.0127 | 17.3217 | 127.8697 | 133.6034 | 192.8762 | 99.1282 | 185.5424 | 186.9032 | 168.7733 | 10.2562 | 5.5143 | 61.0048 | 5.4378 | 3.6e-05 | 106.7791 | 142.9933 | 190.9036 | 198.348 | 180.7599
9 | 1 | 166.0671 | 4.3026 | 135.3202 | 135.4475 | 184.0085 | 123.4805 | 152.7911 | 191.6137 | 192.8156 | 10.4985 | 20.0536 | 39.5835 | 0.091939 | 0 | 171.5558 | 98.2167 | 180.7832 | 198.6479 | 178.4092
| 2 | 167.267 | 14.2659 | 166.7736 | 135.7387 | 149.5581 | 148.2802 | 171.6825 | 193.4579 | 189.7703 | 49.9925 | 15.9038 | 31.4149 | 0 | 5.3e-05 | 187.3442 | 99.547 | 187.786 | 198.6473 | 195.6405
| 3 | 184.0642 | 55.7923 | 192.6082 | 117.143 | 149.5529 | 171.6361 | 152.9919 | 191.9886 | 193.356 | 14.3806 | 8.6412 | 31.5697 | 1.3729 | 0 | 167.4308 | 125.775 | 192.3769 | 197.2046 | 198.6391
| 4 | 173.3394 | 83.4117 | 195.3225 | 156.2779 | 149.5528 | 134.6305 | 143.7532 | 185.0324 | 196.712 | 5.954 | 0.81426 | 43.9769 | 46.0475 | 1.3862 | 189.509 | 140.9603 | 189.1761 | 199.0201 | 196.2304
| 5 | 151.8338 | 77.9163 | 196.3187 | 160.5499 | 149.5397 | 134.6401 | 167.537 | 186.8156 | 185.8196 | 2.6853 | 0.68287 | 51.4954 | 44.8202 | 18.2728 | 191.1102 | 159.6604 | 187.9902 | 197.7702 | 200.6228
| 6 | 140.9004 | 44.0306 | 196.0553 | 160.6702 | 149.5436 | 134.6379 | 159.3622 | 192.6969 | 194.1821 | 4.346 | 7.2774 | 92.071 | 70.0585 | 19.6102 | 194.885 | 160.2287 | 185.4336 | 196.3364 | 199.8692
| 7 | 90.5277 | 15.3177 | 195.8291 | 174.3137 | 149.5534 | 134.6377 | 181.2139 | 192.9649 | 190.5283 | 6.0224 | 3.2657 | 75.6796 | 64.2914 | 23.2809 | 187.1527 | 160.2811 | 170.9913 | 196.0747 | 201.2659
| 8 | 56.0322 | 25.0227 | 182.2881 | 142.6507 | 149.5642 | 134.6479 | 157.2295 | 142.5774 | 184.5123 | 6.395 | 0.003076 | 50.8324 | 76.052 | 12.6228 | 177.2938 | 159.9776 | 163.7081 | 198.4399 | 202.1407
| 9 | 46.1338 | 60.1582 | 176.2445 | 115.6688 | 190.951 | 174.9262 | 125.0644 | 179.8811 | 161.3853 | 0 | 0 | 33.627 | 94.2437 | 7.6064 | 173.5958 | 137.0389 | 138.9934 | 199.7897 | 200.0109
| 10 | 53.1613 | 40.9347 | 170.9617 | 97.7059 | 174.7682 | 197.9608 | 191.2726 | 165.1009 | 114.2328 | 0 | 0 | 10.8854 | 62.9259 | 11.5148 | 171.5576 | 113.0026 | 111.5043 | 198.0568 | 186.08
| 11 | 64.1424 | 26.3497 | 153.2581 | 73.1927 | 172.4183 | 193.5177 | 184.9508 | 138.4741 | 61.6861 | 19.6563 | 0 | 2.2246 | 54.4094 | 4.4519 | 177.9138 | 51.1018 | 94.8317 | 191.29 | 144.9491
| 12 | 78.0107 | 23.9801 | 122.0335 | 68.3817 | 171.1271 | 178.8536 | 170.8405 | 104.3527 | 41.2657 | 26.7167 | 0 | 2.9916 | 46.6174 | 1.4553 | 177.9225 | 44.6456 | 60.963 | 180.7357 | 107.1476
| 13 | 78.419 | 27.6209 | 87.2449 | 54.9352 | 142.6698 | 167.0888 | 166.1457 | 100.6194 | 31.7754 | 27.4312 | 0.092902 | 3.6646 | 44.693 | 0.77686 | 167.4797 | 36.9996 | 38.6339 | 171.6274 | 57.0798
| 14 | 64.1498 | 29.1353 | 61.6706 | 58.668 | 136.5713 | 164.9595 | 150.7429 | 105.2898 | 40.8291 | 23.3749 | 0.065757 | 12.4632 | 31.6919 | 0 | 152.8733 | 28.0186 | 30.068 | 161.1944 | 42.0805
| 15 | 58.6379 | 28.0625 | 86.0337 | 68.1539 | 116.4032 | 153.9348 | 137.4929 | 99.2203 | 51.4731 | 32.2794 | 0.18078 | 23.417 | 35.0593 | 7.029 | 126.5941 | 34.7211 | 41.4208 | 149.8378 | 43.8318
| 16 | 75.9775 | 12.4834 | 49.5258 | 65.6426 | 117.0245 | 149.451 | 142.9455 | 94.5433 | 56.8851 | 31.1128 | 0.029778 | 41.1397 | 27.1481 | 14.8587 | 102.7982 | 31.2481 | 45.7818 | 160.1898 | 39.8125
| 17 | 72.642 | 17.4182 | 32.7683 | 82.0417 | 127.314 | 147.218 | 143.2963 | 104.7551 | 52.7918 | 38.9511 | 0 | 41.1114 | 12.6903 | 7.0832 | 112.5921 | 45.1261 | 40.6471 | 157.5756 | 38.0624
| 18 | 63.0536 | 30.1176 | 31.7266 | 83.433 | 125.5025 | 142.2442 | 116.1037 | 83.5508 | 61.7597 | 22.3632 | 0 | 54.4374 | 9.1029 | 6.7e-05 | 136.7094 | 63.0559 | 35.7541 | 133.2343 | 23.0841
| 19 | 79.2354 | 46.1767 | 75.6139 | 89.4443 | 146.553 | 121.7285 | 74.5539 | 85.4235 | 88.2635 | 30.6869 | 0 | 53.7248 | 18.8224 | 0 | 184.188 | 95.8637 | 61.1774 | 128.4981 | 38.9895
| 20 | 71.8899 | 29.0156 | 109.8491 | 87.5158 | 178.1632 | 126.3558 | 107.49 | 131.7452 | 127.702 | 54.5452 | 0 | 45.312 | 15.0742 | 0.2918 | 162.5477 | 122.8883 | 69.2603 | 130.6202 | 87.1473
| 21 | 60.4704 | 16.5036 | 140.4062 | 86.0118 | 184.487 | 156.9144 | 175.4417 | 154.2742 | 163.6179 | 50.3386 | 0 | 49.9921 | 7.246 | 7.083 | 187.2445 | 129.8829 | 92.1099 | 144.5049 | 123.9647
| 22 | 60.8029 | 14.6984 | 187.0931 | 118.6565 | 183.0634 | 130.9508 | 187.3539 | 167.1077 | 177.8115 | 57.7428 | 2.2033 | 45.1155 | 0.1081 | 1.2112 | 189.253 | 166.1756 | 113.2004 | 174.1633 | 113.354
| 23 | 43.7818 | 9.1503 | 188.1187 | 142.607 | 192.0661 | 169.0165 | 193.3078 | 192.9978 | 183.7857 | 63.6021 | 5.4779 | 50.9547 | 0 | 1.7204 | 184.7185 | 177.1259 | 168.26 | 184.9056 | 187.0163
| 24 | 11.3235 | 3.0652 | 185.9348 | 169.775 | 195.4981 | 154.7483 | 190.932 | 195.1492 | 145.3938 | 70.8054 | 1.3909 | 61.2148 | 0.076254 | 0.38613 | 189.5595 | 194.8994 | 202.4546 | 196.7071 | 200.7961
10 | 1 | 43.1142 | 2.6207 | 196.3369 | 185.531 | 178.5519 | 194.1887 | 191.4546 | 197.4655 | 189.2442 | 147.3418 | 0.097372 | 44.7286 | 0 | 0 | 183.7618 | 196.2987 | 202.4939 | 197.0743 | 200.5331
| 2 | 111.0188 | 3.3939 | 189.113 | 168.7633 | 186.5098 | 179.1432 | 173.8777 | 193.1958 | 182.8539 | 188.1834 | 8.1678 | 39.9501 | 0 | 0 | 191.8948 | 198.2074 | 201.0583 | 198.2006 | 202.2549
| 3 | 136.6244 | 0.32598 | 194.9935 | 112.9252 | 192.8182 | 151.589 | 161.9534 | 197.3071 | 188.6149 | 164.7509 | 12.993 | 90.1083 | 33.3652 | 0 | 168.9486 | 164.2318 | 195.706 | 197.5393 | 202.4432
| 4 | 52.4906 | 4.5505 | 199.2923 | 54.9379 | 191.4395 | 163.6218 | 170.4977 | 198.4268 | 183.9809 | 124.9412 | 12.05 | 154.9305 | 21.0479 | 0 | 147.2111 | 130.7927 | 194.3461 | 197.1272 | 201.4786
| 5 | 19.2743 | 0.078576 | 200.2313 | 93.7947 | 176.33 | 176.9659 | 184.1373 | 198.2753 | 173.6337 | 52.5353 | 9.4496 | 136.635 | 0.99507 | 0 | 97.6712 | 135.9164 | 198.0394 | 194.5542 | 202.3432
| 6 | 12.0944 | 8.406 | 199.2562 | 158.0863 | 147.1817 | 169.3321 | 184.6651 | 198.1391 | 163.4465 | 21.7211 | 9.9612 | 133.8407 | 7.9e-05 | 0 | 97.667 | 162.3412 | 202.1441 | 194.7931 | 202.2789
| 7 | 7.0748 | 29.6078 | 188.8167 | 172.4124 | 126.7308 | 134.443 | 176.6489 | 197.8169 | 146.7932 | 3.8916 | 43.4425 | 79.7608 | 8.7293 | 0 | 60.7051 | 140.4683 | 202.3507 | 198.3174 | 201.2025
| 8 | 11.8636 | 22.942 | 185.009 | 175.7311 | 162.0383 | 151.8092 | 188.3666 | 197.4186 | 128.9319 | 1.8755 | 53.2657 | 63.7341 | 20.2666 | 0.40164 | 52.7316 | 122.2618 | 192.8169 | 198.0665 | 201.8263
| 9 | 35.0639 | 7.531 | 189.2717 | 166.0235 | 180.0536 | 168.8557 | 194.8343 | 192.9621 | 118.2235 | 0.11757 | 48.2502 | 60.0228 | 20.6602 | 0.000244 | 52.7403 | 131.7394 | 177.4951 | 197.8984 | 197.7295
| 10 | 21.7029 | 7.9719 | 182.3373 | 151.6622 | 179.4166 | 149.6032 | 195.4229 | 177.4197 | 131.1782 | 5.9809 | 12.2606 | 69.7633 | 6.8424 | 0.31117 | 52.7693 | 142.0884 | 149.1306 | 198.0467 | 193.1343
| 11 | 12.6774 | 0.3404 | 148.9347 | 148.1222 | 152.4621 | 149.6133 | 188.826 | 165.7566 | 123.146 | 11.728 | 1.0353 | 58.4288 | 0.24709 | 2.5357 | 110.0724 | 98.8025 | 148.5655 | 196.4291 | 193.9497
| 12 | 9.0011 | 7.4377 | 102.139 | 142.7738 | 140.0422 | 149.6213 | 167.5541 | 139.3103 | 95.3353 | 19.1805 | 3.46 | 50.1717 | 0.002699 | 4.1681 | 110.2044 | 94.2739 | 112.0882 | 190.5433 | 185.7454
| 13 | 12.593 | 5.644 | 69.4714 | 148.7824 | 82.2377 | 149.6206 | 144.3988 | 118.8764 | 100.6135 | 15.7626 | 12.6492 | 53.2043 | 0.75667 | 9.9617 | 90.3099 | 82.8532 | 107.6442 | 169.1558 | 166.7342
| 14 | 12.3771 | 5.1155 | 49.3873 | 141.542 | 86.2981 | 149.4247 | 103.5128 | 119.3069 | 71.6293 | 15.8593 | 14.7813 | 47.1456 | 0.10241 | 6.256 | 73.8699 | 113.07 | 92.1713 | 142.7674 | 133.9697
| 15 | 10.9967 | 1.4173 | 43.2241 | 124.1284 | 74.9969 | 149.159 | 76.4033 | 135.1868 | 54.7325 | 20.73 | 15.0773 | 63.2436 | 0 | 6.7238 | 58.2702 | 80.8764 | 73.7834 | 134.163 | 115.4237
| 16 | 10.0684 | 0.97247 | 49.347 | 123.1148 | 72.7364 | 132.0742 | 56.3211 | 137.9821 | 54.5633 | 17.7541 | 12.4787 | 64.7016 | 0.022242 | 13.0893 | 48.9944 | 49.7987 | 78.9923 | 122.6768 | 76.4864
| 17 | 22.5456 | 0 | 51.7921 | 80.7206 | 50.8444 | 115.7965 | 49.0385 | 140.271 | 53.0175 | 21.2329 | 14.4926 | 59.2701 | 0.097048 | 6.4826 | 34.3599 | 46.2123 | 63.2247 | 115.353 | 60.3305
| 18 | 26.5096 | 0 | 34.4861 | 76.6279 | 34.798 | 115.3905 | 45.5507 | 131.6362 | 65.3444 | 17.3449 | 7.3701 | 40.6458 | 0 | 1.2985 | 33.6582 | 35.6643 | 105.7901 | 94.0221 | 35.0213
| 19 | 62.1909 | 0 | 30.9325 | 175.3508 | 52.0229 | 154.5762 | 76.8098 | 112.8577 | 83.1128 | 35.9632 | 22.747 | 32.7923 | 0 | 0 | 50.3181 | 47.5217 | 148.9896 | 91.6969 | 59.7779
| 20 | 54.5036 | 0 | 35.4383 | 139.0218 | 78.0223 | 177.6805 | 99.2728 | 162.2581 | 116.1438 | 40.5153 | 39.7144 | 67.1148 | 0.3438 | 2.6096 | 117.0636 | 59.1623 | 180.9189 | 87.6052 | 90.1511
| 21 | 75.3276 | 0 | 26.7831 | 184.1175 | 106.0123 | 189.4555 | 118.4934 | 183.956 | 126.5692 | 41.1638 | 36.7501 | 92.4026 | 0.46042 | 8.9166 | 137.7469 | 104.5969 | 201.1213 | 82.5008 | 122.1613
| 22 | 76.7758 | 0 | 67.9176 | 198.5281 | 140.8124 | 194.2962 | 111.5355 | 197.2758 | 131.4197 | 41.2495 | 44.5793 | 89.4369 | 0.010996 | 14.1311 | 178.2696 | 136.0582 | 202.5184 | 102.1925 | 163.2879
| 23 | 77.2648 | 0 | 70.764 | 197.6529 | 138.1563 | 197.0499 | 183.1419 | 191.0564 | 149.936 | 27.6634 | 37.9747 | 81.2936 | 0 | 9.5621 | 190.707 | 176.6881 | 202.5082 | 148.3889 | 181.4604
| 24 | 61.2149 | 0 | 77.837 | 197.7932 | 129.8584 | 197.6182 | 195.9446 | 193.9772 | 169.4561 | 23.4306 | 29.8571 | 124.7683 | 0 | 8.9709 | 189.2162 | 168.5384 | 202.3401 | 167.0953 | 193.7696
11 | 1 | 73.1647 | 0 | 92.0075 | 198.5261 | 140.1474 | 196.8817 | 196.552 | 197.366 | 194.3873 | 28.597 | 11.2746 | 138.2745 | 1.5087 | 24.3878 | 179.5971 | 147.6476 | 200.9441 | 170.588 | 202.0284
| 2 | 47.6025 | 0 | 129.0877 | 192.8373 | 158.7787 | 195.2525 | 185.6688 | 197.6439 | 194.4763 | 73.6367 | 0.027757 | 143.4991 | 2.7345 | 37.7481 | 165.1011 | 142.4991 | 169.2375 | 178.442 | 200.5684
| 3 | 44.3338 | 0 | 150.9146 | 191.9331 | 167.6608 | 197.5954 | 175.54 | 198.057 | 195.0717 | 199.8266 | 2.9292 | 160.7791 | 1.11 | 42.9261 | 117.2708 | 172.6782 | 158.2812 | 196.3195 | 202.1019
| 4 | 63.4545 | 0 | 145.8178 | 196.5588 | 154.6852 | 170.413 | 190.7014 | 196.2861 | 192.7839 | 201.149 | 2.5375 | 170.1508 | 0.52707 | 34.4757 | 94.6963 | 163.9803 | 196.2134 | 197.5949 | 201.0902
| 5 | 36.8678 | 0.14599 | 180.3357 | 196.4594 | 152.8612 | 129.6354 | 196.7882 | 195.1337 | 167.2201 | 201.236 | 6.6749 | 111.6161 | 3.3437 | 29.1516 | 94.6941 | 184.138 | 192.3396 | 199.6165 | 202.0283
| 6 | 39.4591 | 1.8878 | 193.9839 | 197.5801 | 156.6639 | 129.6327 | 194.8227 | 195.253 | 144.4933 | 182.7167 | 28.5068 | 103.8737 | 0.15798 | 16.877 | 94.6948 | 185.3278 | 178.299 | 194.6025 | 202.2966
| 7 | 28.4475 | 0.21518 | 195.4959 | 197.0739 | 157.1595 | 114.1315 | 197.3464 | 186.0106 | 140.7279 | 168.1296 | 54.0307 | 121.7693 | 0.30684 | 1.0268 | 110.5974 | 186.9762 | 196.2398 | 188.009 | 202.3733
| 8 | 14.52 | 0 | 195.0354 | 192.6099 | 168.907 | 84.7247 | 197.11 | 151.3899 | 121.6745 | 131.9776 | 66.3662 | 106.0804 | 0 | 0.00881 | 161.0157 | 181.8784 | 201.9529 | 178.1308 | 201.9821
| 9 | 5.142 | 0 | 186.4741 | 184.414 | 175.2714 | 41.6823 | 194.5558 | 189.6336 | 108.9927 | 65.8029 | 50.6914 | 108.6094 | 0 | 0 | 171.8428 | 187.5309 | 199.7001 | 172.3366 | 200.8491
| 10 | 9.9907 | 0 | 174.8345 | 184.0054 | 186.3303 | 38.7606 | 194.4149 | 152.081 | 145.216 | 48.9258 | 38.0892 | 94.3098 | 0.20604 | 0 | 154.1323 | 186.4444 | 195.9181 | 171.955 | 197.6789
| 11 | 7.5994 | 0 | 118.2739 | 176.4172 | 169.222 | 38.7734 | 193.0159 | 126.6523 | 148.3231 | 23.1731 | 43.9593 | 83.6251 | 7.7e-05 | 0 | 120.2162 | 178.8487 | 195.7182 | 169.431 | 188.6312
| 12 | 9.5349 | 0 | 78.3392 | 174.7015 | 117.5315 | 38.7787 | 184.2889 | 147.4838 | 117.1489 | 11.9015 | 64.4859 | 89.6359 | 0 | 6.1895 | 95.5172 | 160.8343 | 194.8489 | 164.148 | 170.7783
| 13 | 17.1484 | 0.000362 | 48.0775 | 144.3705 | 74.3211 | 38.7811 | 157.8522 | 136.4006 | 87.1374 | 6.8189 | 63.6836 | 72.2529 | 0 | 1.0197 | 75.9787 | 154.9526 | 188.8717 | 155.8376 | 127.1042
| 14 | 12.275 | 0 | 43.4748 | 126.9096 | 76.5059 | 38.7829 | 112.1296 | 133.8456 | 64.6063 | 4.4592 | 48.4629 | 51.9361 | 0.33167 | 0.021182 | 58.7705 | 146.485 | 183.1109 | 122.4076 | 96.8668
| 15 | 18.661 | 0.092873 | 39.8086 | 99.0636 | 80.6759 | 53.634 | 83.3349 | 146.5259 | 52.8123 | 8.4752 | 69.7448 | 38.13 | 0.13289 | 0 | 33.3879 | 140.7434 | 167.0235 | 124.4771 | 80.3072
| 16 | 34.9933 | 10.0252 | 36.8417 | 96.8338 | 72.5929 | 73.7532 | 88.1564 | 162.0458 | 48.8951 | 11.6805 | 65.111 | 41.4182 | 0.16383 | 0 | 29.6009 | 131.9147 | 147.1937 | 129.0822 | 85.9649
| 17 | 38.4137 | 25.8562 | 35.5337 | 65.5891 | 77.1447 | 75.0437 | 95.2288 | 167.9478 | 57.5741 | 11.2621 | 53.0118 | 56.7588 | 0 | 0 | 26.7996 | 119.4976 | 125.8749 | 132.3562 | 77.8637
| 18 | 35.5734 | 4.3856 | 28.533 | 83.3521 | 106.2122 | 79.0235 | 77.3627 | 160.1518 | 61.4087 | 6.7708 | 28.1713 | 47.6387 | 0.000536 | 0 | 15.1586 | 102.2853 | 102.7853 | 119.8029 | 54.8748
| 19 | 43.5918 | 20.764 | 23.0581 | 95.5541 | 131.0965 | 76.2425 | 82.708 | 151.1722 | 75.1179 | 18.0319 | 8.0074 | 51.7319 | 0 | 0 | 28.7601 | 124.1802 | 116.0099 | 115.8151 | 92.4437
| 20 | 40.4616 | 33.4714 | 17.5378 | 132.0831 | 166.7686 | 120.8393 | 128.7767 | 158.6193 | 87.8644 | 28.2079 | 1.4452 | 82.6777 | 0 | 0 | 65.0357 | 148.947 | 157.2709 | 171.6476 | 105.6328
| 21 | 56.0137 | 58.7151 | 43.9272 | 191.939 | 162.9923 | 140.9268 | 180.7197 | 179.0907 | 108.0076 | 29.5291 | 4.5224 | 90.1198 | 0.001254 | 0 | 106.4219 | 154.8567 | 181.2355 | 201.992 | 129.0923
| 22 | 35.8539 | 35.1467 | 57.5773 | 195.8058 | 141.3935 | 167.6017 | 191.563 | 196.8547 | 101.0713 | 26.0394 | 5.2278 | 65.9613 | 1.6582 | 0 | 156.8975 | 170.8055 | 171.1887 | 198.4307 | 132.458
| 23 | 29.0653 | 12.3879 | 58.7358 | 196.3148 | 165.0513 | 179.792 | 195.5369 | 195.6744 | 105.3525 | 19.8386 | 0.29557 | 68.3511 | 0.000537 | 0 | 193.9515 | 181.9814 | 165.9285 | 197.6765 | 169.5052
| 24 | 28.223 | 11.1348 | 115.0258 | 188.7985 | 165.8098 | 190.045 | 197.7916 | 195.2146 | 167.8649 | 29.2059 | 0.99656 | 57.5445 | 0 | 0 | 202.4512 | 178.453 | 183.0878 | 200.2553 | 193.6815
12 | 1 | 35.4817 | 1.4788 | 181.5804 | 165.9514 | 168.3319 | 195.8708 | 196.8534 | 192.7212 | 197.5644 | 51.6346 | 0.086011 | 61.6532 | 0 | 0 | 201.209 | 172.4783 | 199.1372 | 201.3868 | 200.6722
| 2 | 115.3199 | 69.0508 | 183.5738 | 149.297 | 124.4913 | 195.9728 | 196.5818 | 197.3683 | 195.2047 | 80.8779 | 28.3399 | 173.4276 | 0 | 0 | 192.8166 | 189.3603 | 194.8448 | 202.5784 | 200.1965
| 3 | 168.1889 | 7.1822 | 194.2595 | 161.0857 | 93.3029 | 195.1314 | 197.9471 | 191.1553 | 193.6277 | 190.1912 | 83.6415 | 176.2581 | 0 | 0 | 188.266 | 196.1827 | 183.4686 | 202.5863 | 201.2186
| 4 | 170.0972 | 0.65981 | 190.1159 | 159.9408 | 89.6843 | 195.4008 | 196.777 | 191.8559 | 191.0021 | 193.8715 | 159.6285 | 173.3812 | 25.0748 | 3.1326 | 191.9848 | 189.3278 | 197.1853 | 202.5563 | 201.3103
| 5 | 179.928 | 5.508 | 192.2916 | 178.7011 | 144.6666 | 195.7149 | 196.649 | 175.7331 | 190.1171 | 200.7034 | 151.1145 | 180.661 | 62.689 | 14.786 | 191.7688 | 199.2449 | 197.3454 | 202.4844 | 201.5622
| 6 | 150.5067 | 1.2513 | 179.2868 | 177.85 | 148.9698 | 195.8291 | 198.3485 | 183.2505 | 189.8153 | 187.5407 | 102.948 | 177.9751 | 48.4914 | 20.1774 | 181.3853 | 199.9729 | 181.2802 | 202.1077 | 202.0102
| 7 | 121.1541 | 9.5368 | 193.4165 | 185.0109 | 61.2117 | 195.7227 | 198.2993 | 183.3276 | 185.1358 | 163.9414 | 73.389 | 181.2272 | 36.6467 | 28.5901 | 185.5562 | 192.6218 | 184.6361 | 202.5393 | 202.4399
| 8 | 104.5613 | 17.0011 | 196.7679 | 178.9432 | 95.1604 | 196.0097 | 197.122 | 185.2108 | 169.4189 | 137.5134 | 69.9255 | 146.1319 | 44.2822 | 6.6332 | 181.9824 | 186.7534 | 189.5295 | 202.2304 | 202.3345
| 9 | 67.1772 | 8.3228 | 178.6071 | 162.417 | 137.3129 | 195.1189 | 193.4194 | 163.9586 | 174.1674 | 39.7679 | 52.3202 | 96.4508 | 56.6716 | 17.5965 | 148.5388 | 194.2591 | 181.5074 | 202.1825 | 202.2145
| 10 | 52.3506 | 0.86223 | 136.5242 | 162.5128 | 106.0411 | 189.6272 | 188.6877 | 169.0633 | 181.6418 | 34.3019 | 25.2878 | 75.886 | 44.6522 | 5.4447 | 134.9415 | 181.6263 | 154.7963 | 198.8551 | 201.1856
| 11 | 55.8152 | 3.6311 | 78.0311 | 158.8938 | 83.8612 | 183.156 | 174.0035 | 186.9636 | 172.5972 | 23.4616 | 30.9739 | 66.1222 | 30.8979 | 4.92 | 117.1311 | 177.1527 | 136.7238 | 190.0956 | 195.2116
| 12 | 38.7757 | 26.2913 | 61.602 | 142.1167 | 53.8471 | 177.7443 | 155.8665 | 178.1322 | 153.5096 | 24.4822 | 42.8688 | 33.771 | 17.7518 | 9.4562 | 126.5098 | 176.2129 | 141.524 | 170.0229 | 168.1646
| 13 | 37.0213 | 35.4722 | 56.0038 | 139.2945 | 42.3273 | 163.4941 | 142.5099 | 173.0396 | 97.264 | 24.5794 | 42.5299 | 15.0829 | 20.1038 | 8.1044 | 100.2337 | 154.2571 | 110.1528 | 135.2294 | 124.7938
| 14 | 57.252 | 45.5595 | 43.3163 | 132.1212 | 61.7163 | 152.5043 | 105.3857 | 157.7115 | 58.9298 | 22.0561 | 25.6956 | 8.5899 | 20.5965 | 1.0752 | 97.2988 | 110.3814 | 95.3761 | 111.9465 | 83.7045
| 15 | 79.1257 | 23.5662 | 35.3957 | 130.9227 | 93.9082 | 141.3661 | 67.4541 | 144.7812 | 59.108 | 18.6464 | 23.3708 | 4.512 | 26.1765 | 3.0789 | 61.0042 | 130.0912 | 74.7773 | 97.8141 | 73.7169
| 16 | 102.7185 | 21.6613 | 36.8817 | 122.5737 | 90.2995 | 139.6895 | 66.3263 | 148.521 | 65.6047 | 19.7318 | 18.526 | 1.4739 | 32.4215 | 2.8463 | 45.5067 | 118.8668 | 60.2569 | 78.7785 | 84.1405
| 17 | 93.7584 | 32.6964 | 37.4689 | 82.7086 | 80.0291 | 151.6756 | 59.6846 | 151.7632 | 74.97 | 34.5182 | 18.9517 | 9.8741 | 37.1224 | 0 | 22.3092 | 89.8324 | 72.9698 | 74.2188 | 96.8414
| 18 | 62.0179 | 35.6539 | 37.2163 | 88.1901 | 113.714 | 122.6359 | 51.2006 | 146.1232 | 71.0688 | 28.8891 | 24.0979 | 15.5404 | 17.7447 | 0 | 23.4594 | 68.7451 | 103.5563 | 53.0363 | 93.7611
| 19 | 61.2245 | 64.4482 | 60.0488 | 124.0624 | 146.9715 | 98.6401 | 73.6618 | 132.3088 | 99.4983 | 50.2057 | 36.0767 | 28.7779 | 26.4458 | 0 | 24.6501 | 114.3025 | 100.8484 | 75.3802 | 82.5057
| 20 | 109.0931 | 43.2501 | 81.1221 | 115.6626 | 173.8196 | 132.5395 | 124.1051 | 176.6169 | 135.645 | 71.4403 | 46.3027 | 47.1725 | 21.5137 | 0.71667 | 26.1218 | 119.2905 | 91.4213 | 122.4271 | 128.2634
| 21 | 180.9616 | 50.8624 | 111.8505 | 138.1923 | 187.0481 | 180.2262 | 139.3516 | 189.1459 | 167.105 | 63.3552 | 47.2726 | 51.1403 | 0.90266 | 0.10605 | 39.8892 | 135.1453 | 94.7163 | 180.7181 | 176.235
| 22 | 129.1736 | 56.6643 | 107.1652 | 190.9785 | 163.7318 | 188.5482 | 181.721 | 186.5429 | 167.4923 | 62.0112 | 30.0907 | 53.027 | 0 | 0 | 63.61 | 161.9579 | 113.4432 | 190.6684 | 193.7577
| 23 | 39.8035 | 60.3852 | 105.0244 | 196.5143 | 185.9173 | 189.9699 | 193.7305 | 191.5319 | 194.6205 | 74.2915 | 17.3462 | 48.815 | 0 | 0 | 158.559 | 150.5099 | 168.2958 | 196.8062 | 201.1726
| 24 | 63.9571 | 64.4376 | 114.5306 | 192.7128 | 183.6271 | 183.7429 | 196.8913 | 191.875 | 194.3384 | 130.1866 | 5.0422 | 28.5389 | 1.871 | 0 | 184.4751 | 162.7527 | 189.5774 | 202.2454 | 201.6618
13 | 1 | 149.3793 | 58.5012 | 97.3138 | 193.5629 | 163.9109 | 175.8942 | 197.6121 | 192.1899 | 189.2411 | 192.6357 | 3.8574 | 24.0954 | 57.4213 | 0 | 146.1189 | 165.4211 | 185.6447 | 201.186 | 202.028
| 2 | 173.6758 | 27.8176 | 76.456 | 195.7074 | 137.5738 | 192.2122 | 194.9001 | 190.2852 | 193.2682 | 196.0192 | 0.57891 | 94.6533 | 95.6633 | 0 | 121.0138 | 168.0802 | 177.4375 | 198.5718 | 202.3016
| 3 | 187.2279 | 26.3617 | 84.2704 | 199.144 | 138.6089 | 191.3499 | 195.5986 | 188.6772 | 193.8148 | 190.8761 | 15.5848 | 93.8766 | 147.3684 | 7.8335 | 83.0574 | 173.2661 | 178.5978 | 188.8325 | 202.0284
| 4 | 188.15 | 65.4435 | 106.2687 | 199.0306 | 140.8765 | 196.2512 | 197.4452 | 170.6853 | 193.1685 | 199.5978 | 30.3674 | 82.5631 | 159.3995 | 3.3391 | 69.8997 | 165.01 | 195.7871 | 197.9123 | 202.3664
| 5 | 164.3121 | 57.7952 | 140.0347 | 199.25 | 135.9916 | 195.752 | 197.7602 | 171.9678 | 194.0648 | 189.8024 | 67.3107 | 81.9809 | 182.1372 | 7e-06 | 69.2695 | 160.0742 | 201.1829 | 201.3416 | 202.2974
| 6 | 135.6472 | 48.0548 | 156.1278 | 199.1919 | 132.781 | 195.1029 | 198.0178 | 175.0399 | 194.2658 | 153.5437 | 90.2466 | 127.2002 | 166.3368 | 2.5195 | 131.9589 | 157.4 | 200.361 | 198.7546 | 201.6153
| 7 | 86.5852 | 43.7327 | 183.1775 | 199.4571 | 131.964 | 196.1902 | 198.1722 | 177.4123 | 193.9858 | 91.3605 | 62.4289 | 81.6119 | 152.36 | 11.5364 | 147.3707 | 176.1624 | 201.0684 | 177.2423 | 201.7038
| 8 | 140.0787 | 38.1438 | 184.3379 | 198.5894 | 133.761 | 196.0618 | 192.9119 | 124.1617 | 117.2451 | 99.1097 | 44.8632 | 43.2497 | 129.2615 | 0.93687 | 128.0586 | 168.9193 | 201.2986 | 198.4867 | 159.6695
| 9 | 147.247 | 31.3328 | 172.4666 | 195.4754 | 92.2488 | 196.8516 | 180.2039 | 98.7174 | 190.6697 | 100.5779 | 11.4464 | 53.7439 | 140.0072 | 0.38893 | 111.3797 | 130.1916 | 195.3022 | 199.5341 | 137.6184
| 10 | 163.4216 | 33.9695 | 142.0839 | 190.2672 | 0 | 196.3137 | 155.7668 | 98.722 | 175.5218 | 98.731 | 0 | 45.3483 | 155.8369 | 0.25761 | 112.8345 | 145.3043 | 199.0283 | 197.6486 | 137.6361
| 11 | 170.1285 | 40.8938 | 96.4153 | 169.2014 | 0 | 191.9064 | 119.8094 | 112.9498 | 147.1858 | 91.2505 | 0 | 35.3006 | 131.3481 | 0.15213 | 107.1427 | 157.7914 | 186.6221 | 178.5407 | 154.0844
| 12 | 123.1142 | 55.5076 | 68.0242 | 126.5583 | 0 | 169.2947 | 90.0274 | 138.6419 | 115.7518 | 73.1722 | 0 | 25.0859 | 90.8434 | 0.46448 | 102.078 | 161.4965 | 170.104 | 149.4203 | 163.9706
| 13 | 102.7767 | 59.6738 | 44.5808 | 78.9556 | 0 | 133.0156 | 59.6481 | 151.7446 | 85.0821 | 51.7982 | 0 | 18.8925 | 64.1396 | 0.0706 | 80.505 | 157.2417 | 159.3313 | 118.1975 | 144.3501
| 14 | 70.8834 | 63.2633 | 36.878 | 82.0741 | 0 | 107.191 | 24.4456 | 143.9091 | 62.9306 | 39.1099 | 0.1551 | 26.9035 | 61.9259 | 0.53727 | 55.555 | 140.6543 | 139.9633 | 89.6906 | 135.2811
| 15 | 33.8043 | 78.5252 | 11.0255 | 95.5492 | 0 | 76.379 | 11.9624 | 136.5391 | 39.2187 | 38.7136 | 3.8674 | 59.33 | 40.3625 | 7.7606 | 41.9377 | 121.2566 | 127.2393 | 74.1142 | 151.9043
| 16 | 37.0276 | 89.0669 | 7.2524 | 112.8709 | 0 | 74.1394 | 8.6645 | 123.3643 | 27.221 | 32.0016 | 4.023 | 43.5837 | 36.9445 | 9.1526 | 16.2424 | 102.4123 | 112.8738 | 81.258 | 161.1278
| 17 | 26.5799 | 66.3597 | 55.822 | 111.8732 | 0 | 76.7521 | 7.9506 | 133.6622 | 23.6017 | 25.7527 | 15.4091 | 43.9049 | 34.7323 | 0.57647 | 4.2272 | 90.4294 | 97.0905 | 75.7246 | 160.1952
| 18 | 7.5371 | 37.4104 | 19.1257 | 131.1217 | 47.0037 | 71.1819 | 7.8215 | 104.1097 | 26.8162 | 20.9844 | 1.2404 | 29.3664 | 30.2696 | 0.29486 | 3.3386 | 104.9817 | 83.4463 | 65.7231 | 158.2008
| 19 | 38.2773 | 58.1767 | 1.011 | 169.3187 | 151.0337 | 85.8779 | 19.5808 | 74.0898 | 33.6175 | 42.2034 | 0 | 18.9263 | 31.8109 | 4.2117 | 17.582 | 181.6549 | 58.3074 | 73.5966 | 176.1466
| 20 | 85.198 | 89.1165 | 5.2301 | 193.3314 | 151.575 | 94.2661 | 49.3858 | 105.5555 | 77.8113 | 74.7179 | 0.35674 | 20.0355 | 15.7979 | 10.9475 | 30.436 | 191.8857 | 83.0888 | 112.8976 | 163.1645
| 21 | 124.717 | 85.758 | 2.3357 | 195.9706 | 127.4958 | 113.7111 | 57.8318 | 167.4429 | 97.7267 | 75.056 | 0 | 23.6216 | 10.6259 | 6.6188 | 47.0298 | 195.4392 | 119.4339 | 180.9436 | 194.3761
| 22 | 174.4325 | 113.7176 | 4.7727 | 193.6513 | 180.0104 | 136.5597 | 35.6281 | 190.3303 | 132.7846 | 96.9929 | 0.25639 | 45.157 | 9.5932 | 0.22728 | 48.2372 | 191.5313 | 128.5132 | 201.2016 | 191.949
| 23 | 115.3805 | 125.5594 | 15.8939 | 193.748 | 193.8142 | 155.2195 | 50.3418 | 196.2296 | 164.677 | 148.4874 | 0 | 48.6006 | 1.1069 | 0 | 124.7789 | 188.1438 | 172.4227 | 202.0593 | 183.1452
| 24 | 72.1088 | 97.1597 | 18.3949 | 188.4274 | 196.7993 | 153.5993 | 96.6277 | 197.2419 | 172.7241 | 180.1865 | 0 | 46.5695 | 0 | 0.001004 | 131.2517 | 200.6397 | 180.4473 | 199.8314 | 167.9989
14 | 1 | 68.8416 | 171.927 | 17.9628 | 183.8338 | 193.1435 | 172.9978 | 175.7632 | 198.4305 | 179.8016 | 187.2883 | 0 | 62.0817 | 0 | 19.0858 | 115.2531 | 202.3314 | 188.3439 | 201.3355 | 160.6055
| 2 | 104.0827 | 194.3297 | 35.887 | 185.7783 | 189.9141 | 190.346 | 181.0171 | 198.3428 | 194.1349 | 190.75 | 0 | 107.5782 | 8.2772 | 10.1289 | 123.2337 | 202.4317 | 199.0885 | 201.715 | 165.9579
| 3 | 163.7499 | 188.8357 | 45.3458 | 185.922 | 195.2888 | 193.082 | 194.1131 | 197.165 | 198.2111 | 186.0861 | 14.9594 | 164.3582 | 49.1855 | 3.7624 | 110.648 | 192.3026 | 199.7372 | 201.9429 | 181.4454
| 4 | 136.7454 | 197.4784 | 35.7356 | 193.2282 | 194.2145 | 189.6851 | 191.3679 | 196.3859 | 198.1884 | 195.5568 | 125.8123 | 179.6655 | 92.9963 | 12.559 | 120.2661 | 144.5311 | 199.7427 | 201.3418 | 193.9235
| 5 | 82.5696 | 187.233 | 54.6874 | 195.0665 | 194.6338 | 189.8443 | 195.569 | 195.9972 | 198.376 | 196.0735 | 131.4099 | 134.0951 | 93.1707 | 29.1844 | 100.8818 | 119.672 | 201.761 | 201.2039 | 193.2765
| 6 | 65.9934 | 182.1617 | 37.2865 | 195.4181 | 193.351 | 193.0417 | 196.1439 | 195.5779 | 198.4243 | 195.2603 | 115.2302 | 112.3558 | 112.1712 | 39.8238 | 92.7137 | 119.6671 | 201.8708 | 202.5797 | 190.07
| 7 | 29.4272 | 157.1666 | 44.8239 | 195.0431 | 118.3631 | 191.1516 | 195.8622 | 196.0306 | 197.1399 | 191.8642 | 58.995 | 85.3537 | 155.6687 | 47.3403 | 106.143 | 60.1678 | 200.2552 | 200.548 | 164.6107
| 8 | 28.463 | 181.2282 | 38.4996 | 190.7866 | 79.6886 | 197.8392 | 163.8175 | 196.1021 | 196.9423 | 187.4407 | 34.5099 | 47.1376 | 170.8098 | 24.6558 | 112.6194 | 0 | 199.1087 | 200.5161 | 128.1054
| 9 | 48.9193 | 184.2795 | 36.4435 | 194.4466 | 79.6899 | 180.5251 | 109.6916 | 189.0128 | 192.0876 | 175.8663 | 6.6104 | 39.7314 | 155.7507 | 14.3354 | 139.4546 | 0 | 196.201 | 200.4492 | 143.7751
| 10 | 43.8897 | 172.7021 | 25.3498 | 191.6173 | 79.6908 | 180.8217 | 158.2834 | 165.5839 | 165.8164 | 143.7195 | 0 | 50.2308 | 142.7159 | 27.1752 | 105.8387 | 0 | 191.5036 | 198.3666 | 158.8214
| 11 | 38.3845 | 183.0158 | 27.5372 | 186.1532 | 79.6983 | 151.6686 | 180.3834 | 149.3563 | 120.3329 | 105.4452 | 0 | 60.7655 | 135.5687 | 7.786 | 98.1977 | 0 | 166.1419 | 191.8759 | 160.5324
| 12 | 24.4123 | 151.917 | 6.2943 | 180.7464 | 79.6971 | 121.0504 | 132.2402 | 120.558 | 80.0157 | 77.6075 | 0 | 64.4913 | 97.2305 | 0.017443 | 87.4975 | 0 | 134.6256 | 170.4964 | 160.3108
| 13 | 14.2208 | 100.0764 | 5.0535 | 149.6557 | 79.6997 | 85.222 | 90.4412 | 81.804 | 42.5392 | 63.5634 | 0 | 69.7349 | 82.1992 | 1.0776 | 72.2412 | 0 | 107.2351 | 143.985 | 142.338
| 14 | 3.6625 | 47.5025 | 11.1809 | 128.7569 | 79.7036 | 65.0493 | 47.1025 | 67.7165 | 23.8191 | 57.4465 | 0.03637 | 64.5854 | 96.1673 | 8.0488 | 56.339 | 0 | 90.9711 | 117.5528 | 111.6114
| 15 | 1.0949 | 41.6175 | 13.8132 | 114.3139 | 71.9216 | 60.2392 | 30.8849 | 60.5537 | 14.9064 | 61.9878 | 3.7305 | 52.2809 | 126.0409 | 4.8511 | 47.2989 | 0 | 70.312 | 91.1932 | 89.1034
| 16 | 0.71467 | 43.6763 | 13.1248 | 94.7311 | 58.9438 | 58.5953 | 36.3364 | 56.5759 | 15.904 | 66.9111 | 12.2629 | 31.9918 | 121.7921 | 0 | 33.031 | 0 | 72.9739 | 78.6638 | 83.0744
| 17 | 9.5865 | 24.4018 | 17.5079 | 76.7565 | 50.8648 | 70.7083 | 32.9459 | 48.6096 | 10.2978 | 77.4771 | 13.6582 | 22.4545 | 85.2237 | 0 | 34.1605 | 0 | 59.8689 | 73.1627 | 71.1214
| 18 | 18.6315 | 14.2482 | 10.8965 | 85.7487 | 25.2393 | 67.3784 | 34.5569 | 49.518 | 9.9301 | 82.8225 | 22.2394 | 24.5783 | 46.2783 | 0 | 36.2218 | 0 | 39.3884 | 56.597 | 71.2923
| 19 | 18.4335 | 14.1623 | 16.1646 | 72.4414 | 30.9787 | 78.6726 | 49.6368 | 64.1566 | 34.7567 | 57.8913 | 35.6489 | 29.2215 | 58.7113 | 3.0529 | 49.1322 | 48.7991 | 61.0906 | 94.9929 | 111.8557
| 20 | 129.1486 | 49.5333 | 15.0484 | 122.5485 | 47.5525 | 98.4846 | 48.8869 | 99.3201 | 65.4079 | 96.327 | 28.6796 | 27.6149 | 69.0037 | 1.2934 | 50.4908 | 80.7442 | 85.1904 | 153.7564 | 140.1027
| 21 | 174.5244 | 86.025 | 20.5482 | 134.9431 | 70.9787 | 144.1762 | 60.7024 | 140.6893 | 70.1968 | 113.9384 | 40.6881 | 79.9307 | 50.025 | 1.6744 | 48.5391 | 99.7316 | 107.0416 | 186.9089 | 167.3759
| 22 | 87.25 | 87.7719 | 13.1552 | 185.7197 | 109.0358 | 187.1248 | 79.4108 | 152.2824 | 69.2601 | 135.1787 | 20.7933 | 83.653 | 86.9408 | 0 | 70.6255 | 99.7313 | 159.9411 | 191.9841 | 163.4661
| 23 | 98.8073 | 70.0092 | 42.0435 | 189.4212 | 175.8304 | 197.9166 | 182.7233 | 164.8318 | 78.3816 | 172.2251 | 14.3465 | 52.0862 | 72.033 | 0.5158 | 114.9786 | 99.73 | 172.8798 | 200.0179 | 192.9214
| 24 | 110.9829 | 40.5841 | 42.3423 | 198.5067 | 184.8487 | 195.0587 | 177.8641 | 180.5176 | 75.307 | 170.0246 | 25.0842 | 46.3192 | 87.2716 | 2.279 | 113.4046 | 99.7296 | 157.6975 | 196.4492 | 199.7634
15 | 1 | 66.1284 | 33.9035 | 35.0846 | 199.4114 | 180.514 | 193.0343 | 195.7678 | 189.7336 | 123.6387 | 186.0012 | 26.6408 | 70.76 | 105.3846 | 0.87716 | 107.918 | 99.7262 | 195.8632 | 188.8396 | 199.3338
| 2 | 24.6443 | 60.1429 | 19.0581 | 186.4256 | 194.0461 | 195.5917 | 197.98 | 197.4479 | 171.6196 | 178.9389 | 122.2266 | 110.1863 | 133.0202 | 0.29551 | 120.4007 | 99.7237 | 199.1018 | 185.1289 | 200.1104
| 3 | 66.3498 | 133.9478 | 6.5633 | 194.1361 | 193.6317 | 197.0604 | 198.148 | 197.8535 | 187.2232 | 183.0356 | 176.3384 | 141.3585 | 155.4553 | 0 | 140.6741 | 99.7214 | 202.4854 | 188.3496 | 199.8213
| 4 | 113.7375 | 139.9896 | 5.4152 | 192.8804 | 192.7593 | 196.919 | 198.136 | 196.972 | 175.8316 | 198.5453 | 182.0317 | 145.4152 | 171.8156 | 0 | 153.3842 | 99.7208 | 202.3492 | 191.6984 | 200.3761
| 5 | 74.2047 | 121.1262 | 19.5246 | 196.237 | 195.4675 | 192.3275 | 197.9793 | 194.5394 | 164.3642 | 198.656 | 142.3867 | 178.8653 | 191.3776 | 0 | 152.8152 | 99.7203 | 199.5114 | 194.571 | 199.4522
| 6 | 41.6159 | 129.4606 | 24.0582 | 197.0687 | 195.6611 | 197.7817 | 198.7117 | 193.5586 | 128.9896 | 199.9053 | 143.0653 | 168.7766 | 185.3424 | 0 | 139.0207 | 99.7178 | 202.206 | 192.1397 | 199.8766
| 7 | 96.4444 | 152.7421 | 49.9523 | 196.8989 | 195.4521 | 195.1191 | 173.1167 | 184.4245 | 136.8873 | 198.9488 | 104.5874 | 187.886 | 180.0594 | 0 | 124.691 | 99.7187 | 202.4238 | 193.15 | 197.8052
| 8 | 86.1297 | 153.9091 | 58.6676 | 189.3934 | 193.5155 | 193.9722 | 105.1105 | 170.1006 | 125.2086 | 93.0331 | 58.9612 | 189.2425 | 169.7808 | 0 | 126.6385 | 99.7237 | 202.2712 | 195.527 | 193.1714
| 9 | 71.7658 | 142.2495 | 40.9581 | 193.5836 | 192.6209 | 157.8744 | 76.3741 | 145.078 | 58.1482 | 84.7388 | 33.8751 | 165.8466 | 178.6707 | 0.54229 | 110.8681 | 99.7264 | 200.5965 | 197.5978 | 195.1194
| 10 | 74.9442 | 131.4091 | 13.4565 | 197.6469 | 181.3188 | 124.6305 | 50.7806 | 92.3141 | 35.0386 | 84.7422 | 10.8064 | 90.3645 | 163.6416 | 1.2268 | 104.6902 | 99.7321 | 194.7396 | 192.3473 | 176.3292
| 11 | 45.4787 | 88.3069 | 3.3446 | 199.0147 | 167.6274 | 163.6881 | 90.0525 | 69.7386 | 27.0515 | 84.7511 | 13.0273 | 57.5006 | 131.1612 | 0 | 91.7871 | 99.7448 | 190.9772 | 171.5042 | 172.2159
| 12 | 28.8977 | 53.5643 | 1.5095 | 193.0077 | 133.382 | 171.0935 | 149.7024 | 49.2687 | 3.7302 | 84.7579 | 12.3817 | 43.1584 | 99.7947 | 1.5809 | 61.9526 | 99.7423 | 186.2957 | 129.535 | 160.7392
| 13 | 17.4222 | 35.4241 | 6.143 | 181.8461 | 134.7732 | 148.3377 | 157.1717 | 29.1994 | 2.0164 | 104.0022 | 16.8791 | 23.8861 | 59.008 | 0.097052 | 51.0204 | 99.7404 | 158.6714 | 108.872 | 157.599
| 14 | 14.569 | 29.2408 | 2.7919 | 164.0518 | 96.9384 | 132.1617 | 130.7498 | 28.7649 | 3.2992 | 104.1242 | 14.4773 | 23.8247 | 46.4075 | 0.77412 | 48.6343 | 99.7409 | 130.053 | 79.6351 | 151.1873
| 15 | 11.6111 | 26.3622 | 7.3775 | 138.9115 | 70.3429 | 138.7345 | 117.9468 | 28.7058 | 4.087 | 86.9949 | 15.4923 | 30.0327 | 46.3673 | 0.13339 | 40.6133 | 98.0477 | 108.7453 | 68.673 | 125.9563
| 16 | 10.3836 | 34.4567 | 24.5457 | 132.1887 | 76.9616 | 171.7365 | 101.3329 | 25.2115 | 4.9217 | 70.9152 | 17.9114 | 39.1899 | 40.8127 | 1.8712 | 37.6113 | 158.7457 | 114.0396 | 54.4834 | 112.3885
| 17 | 9.1866 | 35.5606 | 1.3054 | 110.5361 | 72.0479 | 185.3099 | 84.5856 | 34.554 | 7.3521 | 77.6173 | 19.5845 | 50.527 | 38.834 | 1.3047 | 36.8539 | 114.3885 | 105.216 | 43.2192 | 92.2682
| 18 | 2.208 | 24.2748 | 1.3853 | 80.8222 | 72.6604 | 154.3323 | 63.8724 | 52.7858 | 13.4162 | 66.9902 | 19.5551 | 35.155 | 18.2343 | 0.13204 | 33.1558 | 139.2088 | 70.7555 | 29.3366 | 81.5933
| 19 | 11.4162 | 44.2505 | 9.782 | 125.0716 | 52.3725 | 126.2688 | 61.1979 | 73.3348 | 20.2094 | 68.637 | 14.8569 | 22.1443 | 25.9748 | 0 | 43.7458 | 172.3823 | 109.5945 | 54.7549 | 96.9412
| 20 | 43.1667 | 50.8367 | 13.5115 | 158.9548 | 78.6001 | 148.1526 | 97.473 | 118.6592 | 24.7596 | 97.1109 | 39.8159 | 4.8027 | 32.2764 | 0 | 43.8845 | 172.4859 | 127.4072 | 73.7327 | 146.9749
| 21 | 86.6686 | 49.6157 | 15.7741 | 185.9067 | 112.4842 | 180.4854 | 139.1211 | 144.7117 | 83.1179 | 102.1025 | 48.4367 | 3.2772 | 65.5381 | 3.7e-05 | 65.1837 | 191.9108 | 127.9481 | 80.3458 | 170.6097
| 22 | 85.4348 | 39.2811 | 13.3845 | 187.007 | 143.3237 | 194.8095 | 178.0721 | 166.9246 | 96.6143 | 107.64 | 38.5836 | 0.006968 | 57.1135 | 0.10261 | 104.5462 | 190.6776 | 149.2303 | 91.3953 | 193.6476
| 23 | 72.8942 | 40.325 | 2.422 | 190.1524 | 157.2852 | 196.302 | 199.3806 | 194.4554 | 96.7075 | 111.089 | 27.1237 | 0 | 99.9472 | 0 | 177.5154 | 200.2697 | 190.2328 | 117.9019 | 200.0032
| 24 | 58.1164 | 39.6934 | 0.47888 | 177.5912 | 184.5604 | 197.5773 | 199.9665 | 188.9216 | 72.7937 | 174.3825 | 17.8436 | 0 | 106.0127 | 0 | 141.1818 | 202.3068 | 201.2588 | 167.1191 | 199.8572
16 | 1 | 84.5973 | 32.459 | 0 | 186.6707 | 197.4383 | 198.2565 | 198.2486 | 187.2054 | 72.7718 | 198.6715 | 10.3347 | 0 | 147.2853 | 1.1608 | 176.1284 | 202.1421 | 200.0583 | 159.8042 | 202.2853
| 2 | 159.0974 | 57.7474 | 0 | 194.8015 | 193.8515 | 198.5326 | 190.5839 | 195.3689 | 70.3818 | 199.4088 | 28.6815 | 14.3068 | 126.78 | 2.0282 | 183.076 | 194.1174 | 201.7717 | 187.1812 | 201.8511
| 3 | 152.6805 | 109.6385 | 0 | 194.612 | 190.3305 | 198.42 | 187.9697 | 196.0724 | 100.9899 | 199.9343 | 180.3438 | 33.6649 | 86.4141 | 22.7635 | 168.1174 | 184.533 | 202.0688 | 177.5747 | 200.6877
| 4 | 89.3924 | 113.0512 | 0 | 198.5168 | 195.2527 | 198.3338 | 163.0159 | 194.802 | 99.4696 | 200.1114 | 182.9002 | 133.5286 | 86.88 | 36.9512 | 177.8273 | 177.4757 | 202.2999 | 183.4557 | 200.5685
| 5 | 42.1301 | 132.177 | 1.1334 | 199.3572 | 196.226 | 198.461 | 179.0886 | 194.8202 | 42.9472 | 198.8465 | 169.6818 | 162.2103 | 93.5816 | 22.0832 | 190.5221 | 177.4752 | 202.2753 | 196.9654 | 202.3757
| 6 | 38.9201 | 175.1588 | 12.479 | 200.2623 | 197.0434 | 198.3966 | 197.3074 | 191.6581 | 23.79 | 199.8941 | 138.2183 | 153.733 | 76.9746 | 41.6745 | 182.9124 | 193.8582 | 199.6113 | 200.9657 | 202.0421
| 7 | 34.0142 | 179.3179 | 10.0127 | 199.711 | 195.8798 | 198.3508 | 196.9297 | 189.9209 | 10.5371 | 199.3417 | 100.9905 | 180.0184 | 61.5506 | 65.651 | 173.3926 | 200.846 | 199.4514 | 192.4767 | 198.7373
| 8 | 13.8155 | 178.2315 | 25.8694 | 199.7945 | 193.6804 | 187.5915 | 157.4991 | 177.264 | 14.1354 | 200.3393 | 133.2223 | 151.1041 | 58.2016 | 60.6746 | 129.5208 | 201.4515 | 201.4199 | 158.7491 | 201.0409
| 9 | 2.7453 | 160.8647 | 8.1809 | 199.3606 | 184.3052 | 183.7651 | 178.593 | 141.9229 | 7.722 | 197.2414 | 81.4797 | 90.3068 | 41.6977 | 67.5303 | 125.9444 | 198.9524 | 199.6625 | 182.4998 | 199.6324
| 10 | 11.952 | 104.6461 | 0 | 198.5098 | 174.3238 | 197.568 | 197.2067 | 92.4453 | 3.4883 | 185.2409 | 61.6156 | 62.2709 | 23.194 | 57.9192 | 90.954 | 197.8267 | 194.2999 | 167.1173 | 190.066
| 11 | 15.0721 | 91.7363 | 3.4658 | 192.8453 | 140.6133 | 194.8644 | 189.8996 | 72.2781 | 0.47731 | 141.0474 | 56.2521 | 63.9107 | 10.9519 | 42.2843 | 87.112 | 196.884 | 195.341 | 142.8273 | 179.4047
| 12 | 13.259 | 66.9368 | 4.4996 | 165.946 | 91.6482 | 148.2167 | 185.0879 | 65.1298 | 0.080464 | 73.8724 | 64.4978 | 61.9773 | 9.0157 | 54.0378 | 77.8229 | 192.2665 | 189.5079 | 115.2409 | 153.8456
| 13 | 14.0009 | 43.1869 | 8.1746 | 140.414 | 57.9548 | 139.6555 | 168.3801 | 64.9867 | 0.19688 | 39.5833 | 55.4734 | 39.7993 | 7.6653 | 65.1424 | 43.5244 | 191.1516 | 189.5386 | 99.0038 | 132.2092
| 14 | 10.3991 | 22.002 | 2.5349 | 110.8992 | 43.3807 | 139.6607 | 159.699 | 56.5543 | 2.9e-05 | 20.0065 | 40.2192 | 32.2097 | 9.2556 | 58.0416 | 37.413 | 185.8615 | 180.9146 | 72.3057 | 102.7087
| 15 | 5.2818 | 16.5479 | 7.8395 | 83.7192 | 30.3682 | 147.5277 | 151.8609 | 44.3952 | 0 | 19.6371 | 36.2004 | 40.3306 | 5.2918 | 52.6951 | 31.7903 | 172.7352 | 170.1848 | 59.6169 | 95.3581
| 16 | 10.8006 | 16.3772 | 5.2722 | 73.4718 | 25.6413 | 168.1131 | 144.0869 | 57.4433 | 0.062599 | 17.3671 | 40.9888 | 31.0499 | 0.19598 | 55.0486 | 25.8872 | 167.4389 | 159.0342 | 56.7428 | 89.9453
| 17 | 13.2369 | 19.3976 | 39.5514 | 57.0124 | 20.98 | 153.2078 | 134.6615 | 49.5691 | 1.1813 | 24.6449 | 32.4909 | 34.4224 | 0 | 42.327 | 37.0517 | 132.6728 | 150.9345 | 62.2475 | 84.3946
| 18 | 18.2696 | 21.2238 | 33.5769 | 51.4773 | 21.9223 | 109.9125 | 126.5996 | 35.2019 | 0.005935 | 23.2332 | 30.156 | 42.1624 | 0 | 56.2863 | 56.5403 | 176.5514 | 182.8257 | 51.0039 | 64.0333
| 19 | 65.4797 | 24.1981 | 42.341 | 72.1695 | 76.3157 | 128.137 | 113.2693 | 35.5412 | 0.59806 | 34.5178 | 36.0824 | 33.8237 | 0 | 68.5595 | 58.2914 | 140.4909 | 194.0457 | 68.1961 | 49.7673
| 20 | 148.9274 | 33.8914 | 38.1656 | 79.8129 | 117.71 | 144.2282 | 139.0405 | 75.5948 | 21.9339 | 49.2444 | 50.223 | 23.3412 | 0.55934 | 144.4564 | 81.8285 | 131.2869 | 201.9647 | 120.3383 | 99.577
| 21 | 148.5313 | 42.3531 | 36.1619 | 94.4276 | 142.6811 | 157.9948 | 165.773 | 142.0525 | 29.7952 | 61.2142 | 63.3818 | 33.9179 | 1.3973 | 115.5123 | 85.6793 | 147.6527 | 198.2537 | 156.7015 | 174.4645
| 22 | 84.06 | 40.8474 | 6.6175 | 163.7917 | 129.1672 | 157.6434 | 171.1273 | 153.6645 | 8.2225 | 66.2605 | 58.088 | 39.0278 | 0 | 109.5584 | 85.9872 | 186.85 | 200.2909 | 132.8377 | 200.6591
| 23 | 34.6867 | 27.0475 | 0.21996 | 140.5623 | 155.7447 | 191.4983 | 156.038 | 161.1029 | 17.1701 | 86.6245 | 59.1023 | 25.0923 | 0.015767 | 92.3431 | 131.8504 | 187.1381 | 200.4129 | 193.4225 | 200.597
| 24 | 30.0286 | 36.434 | 0 | 178.4438 | 185.5882 | 196.4112 | 132.7895 | 171.1309 | 32.4149 | 107.443 | 40.1483 | 26.5236 | 4.6068 | 116.2669 | 158.7267 | 200.0099 | 200.4726 | 195.4271 | 202.3072
17 | 1 | 15.6227 | 100.7719 | 9.3579 | 189.8638 | 177.1225 | 198.9458 | 185.0868 | 192.5938 | 53.0158 | 168.9726 | 52.2917 | 45.0324 | 6.6326 | 140.9465 | 162.3075 | 200.1804 | 200.501 | 193.2994 | 202.5082
| 2 | 1.5252 | 109.3919 | 30.8394 | 195.9877 | 191.9348 | 198.7295 | 200.0749 | 196.3183 | 30.4158 | 187.2767 | 125.1788 | 100.3928 | 4.4124 | 151.8587 | 167.1577 | 195.3309 | 200.5253 | 197.23 | 202.0512
| 3 | 0 | 106.879 | 80.9812 | 198.1179 | 192.9239 | 198.6366 | 196.389 | 196.3144 | 19.4463 | 173.1676 | 183.1847 | 144.1579 | 0.61744 | 123.5976 | 181.1269 | 196.1941 | 200.545 | 180.8356 | 202.0578
| 4 | 0.49688 | 131.6884 | 42.0967 | 195.326 | 184.173 | 196.8129 | 198.1591 | 196.0619 | 18.3457 | 163.7615 | 188.9277 | 188.7875 | 0.12745 | 107.9977 | 167.1046 | 198.9242 | 200.555 | 165.2099 | 202.6353
| 5 | 14.1351 | 145.6498 | 3.3308 | 176.984 | 190.6505 | 197.2272 | 198.1585 | 196.2853 | 18.662 | 139.0492 | 176.933 | 195.8853 | 4.7676 | 99.486 | 142.1229 | 200.2619 | 200.5602 | 119.2429 | 202.6902
| 6 | 1.6913 | 125.8449 | 2.1125 | 163.597 | 186.2683 | 181.9109 | 197.5383 | 196.1036 | 27.4888 | 132.821 | 150.4299 | 195.3096 | 20.9262 | 123.5036 | 108.4466 | 199.9696 | 200.4407 | 151.1593 | 202.6748
| 7 | 0 | 112.248 | 3.1804 | 177.6626 | 193.0263 | 179.4814 | 199.2172 | 176.1815 | 25.6591 | 134.3286 | 141.7663 | 185.3994 | 28.5752 | 150.0457 | 92.5337 | 198.8639 | 200.3438 | 200.3728 | 202.6999
| 8 | 0 | 108.8077 | 21.7402 | 193.5832 | 177.5725 | 161.5297 | 198.9318 | 179.2994 | 48.5196 | 131.7882 | 102.5069 | 162.7323 | 17.0237 | 161.6404 | 102.8424 | 195.764 | 200.4512 | 196.599 | 202.5858
| 9 | 0 | 83.5382 | 38.4605 | 172.4307 | 162.6733 | 139.6197 | 195.3134 | 180.9885 | 23.3104 | 126.4005 | 48.0612 | 143.7553 | 23.5592 | 133.2748 | 72.2693 | 188.369 | 200.3695 | 178.6182 | 202.1701
| 10 | 0 | 70.8155 | 82.6356 | 164.7578 | 106.7708 | 139.6153 | 172.8921 | 152.7791 | 6.0187 | 93.5634 | 4.7791 | 125.5776 | 26.276 | 98.7908 | 70.137 | 182.57 | 200.2943 | 182.4393 | 182.9483
| 11 | 0.25879 | 46.5651 | 78.0307 | 145.4542 | 50.848 | 139.6362 | 157.9191 | 120.3101 | 1.8376 | 67.6814 | 0.46797 | 108.8078 | 28.7347 | 71.0669 | 54.4082 | 180.9153 | 197.0154 | 171.9809 | 161.7628
| 12 | 7.8707 | 13.3845 | 66.4937 | 134.2209 | 34.5633 | 139.6403 | 122.8073 | 78.9691 | 6.9376 | 61.5428 | 1.1025 | 76.3701 | 16.1469 | 50.1096 | 40.3888 | 183.1896 | 191.2663 | 155.3256 | 123.5903
| 13 | 2.9436 | 5.3916 | 26.4806 | 113.1821 | 53.0695 | 139.6492 | 67.2325 | 61.4741 | 10.178 | 51.0144 | 0.89623 | 55.7166 | 12.0691 | 31.5925 | 26.7362 | 190.2263 | 174.7089 | 129.4605 | 82.9203
| 14 | 1.4497 | 1.5017 | 28.5297 | 105.3888 | 63.6772 | 146.6169 | 37.1933 | 56.8942 | 12.3814 | 42.6254 | 4.2602 | 30.7664 | 9.8274 | 32.1453 | 17.4555 | 174.5508 | 161.5348 | 122.8648 | 49.1923
| 15 | 1.3306 | 1.0331 | 19.9415 | 109.9431 | 47.375 | 172.659 | 23.8945 | 61.3549 | 12.596 | 56.8772 | 9.1626 | 25.1762 | 8.0287 | 21.0543 | 16.3634 | 188.9471 | 166.1836 | 106.0038 | 31.5559
| 16 | 2.2832 | 10.3404 | 15.0192 | 97.873 | 40.1749 | 163.8584 | 27.0298 | 64.8356 | 23.5646 | 67.9997 | 12.9513 | 22.8722 | 20.8584 | 18.3154 | 14.2403 | 164.3662 | 167.0762 | 94.8735 | 25.7557
| 17 | 2.6701 | 10.1804 | 8.0514 | 92.2706 | 37.0638 | 133.938 | 29.5789 | 64.685 | 50.4453 | 75.4483 | 21.7304 | 25.4932 | 1.3491 | 11.5036 | 7.4236 | 160.5485 | 151.9357 | 90.7949 | 34.6512
| 18 | 11.7343 | 15.6859 | 0.78459 | 79.4568 | 34.7034 | 92.0434 | 25.2549 | 65.5356 | 13.4352 | 50.3687 | 11.8554 | 30.4139 | 0.31069 | 2.7225 | 29.532 | 157.8953 | 107.1043 | 66.9905 | 34.8818
| 19 | 28.3336 | 16.8484 | 3.4522 | 98.7012 | 54.5364 | 77.4021 | 41.3007 | 66.1039 | 3.6015 | 37.9082 | 5.2128 | 24.1946 | 0.5561 | 0 | 48.4287 | 147.7596 | 99.4088 | 76.1957 | 47.3491
| 20 | 67.7688 | 22.7654 | 3.3298 | 75.2572 | 140.9446 | 108.8942 | 100.7316 | 101.2226 | 6.1371 | 80.8252 | 4.6971 | 20.5078 | 0.081246 | 0 | 34.1343 | 193.3443 | 160.6543 | 123.6336 | 58.7098
| 21 | 63.7551 | 24.0307 | 0.92531 | 55.0174 | 184.7119 | 136.184 | 137.0409 | 136.0349 | 2.2557 | 77.4449 | 0.20948 | 32.8958 | 3.4011 | 5.3522 | 34.8224 | 202.3795 | 196.6339 | 149.5583 | 65.9685
| 22 | 46.7319 | 16.004 | 0 | 67.7881 | 197.0135 | 170.7743 | 138.6452 | 145.184 | 93.7449 | 89.505 | 11.5968 | 33.3934 | 7.4229 | 59.7964 | 32.9022 | 200.6219 | 195.0751 | 158.041 | 113.9924
| 23 | 43.785 | 19.7681 | 0 | 86.5664 | 196.0117 | 193.7224 | 137.4617 | 151.721 | 30.7446 | 103.643 | 20.1382 | 17.4808 | 6.7155 | 152.7755 | 44.3237 | 200.1073 | 200.723 | 163.7979 | 170.9603
| 24 | 22.2076 | 27.1979 | 1.2721 | 150.4568 | 197.9114 | 178.6596 | 154.8887 | 155.9675 | 0 | 175.519 | 9.8389 | 10.5218 | 10.222 | 159.4155 | 147.6083 | 196.9488 | 199.4542 | 155.6495 | 190.8777
18 | 1 | 2.5229 | 22.6844 | 18.6723 | 160.8257 | 197.5163 | 189.7269 | 167.4749 | 172.8558 | 0.42206 | 170.9788 | 8.5249 | 11.4191 | 7.0948 | 118.8706 | 145.2736 | 199.4699 | 200.8853 | 147.7491 | 193.5591
| 2 | 1.5201 | 34.5682 | 28.6938 | 194.3251 | 198.0461 | 189.8685 | 186.054 | 187.5301 | 54.8786 | 166.6505 | 76.478 | 8.7566 | 10.74 | 116.4519 | 162.2759 | 201.8784 | 202.2842 | 138.4067 | 191.5058
| 3 | 0.37188 | 84.6979 | 56.749 | 195.8477 | 198.0835 | 185.7935 | 194.0443 | 196.4935 | 90.9078 | 196.7055 | 143.3284 | 131.0528 | 12.3493 | 48.7922 | 182.9624 | 200.0006 | 202.4561 | 167.3232 | 185.2063
| 4 | 0.001421 | 72.951 | 103.5295 | 195.91 | 197.8708 | 189.8998 | 197.6106 | 198.1082 | 96.4312 | 193.1198 | 121.979 | 107.4963 | 1.7254 | 41.2039 | 193.5419 | 200.314 | 202.6007 | 153.7754 | 175.7941
| 5 | 0.13263 | 41.3032 | 170.4631 | 196.212 | 166.389 | 184.8103 | 197.2481 | 198.4996 | 48.3185 | 187.1714 | 142.3395 | 148.2652 | 0.70044 | 34.4107 | 184.3107 | 201.9426 | 202.6146 | 139.5499 | 196.3768
| 6 | 23.5996 | 69.0724 | 155.9059 | 192.4296 | 133.5961 | 172.2857 | 183.0109 | 198.5766 | 15.2656 | 167.8107 | 138.9909 | 180.065 | 16.3087 | 51.7953 | 159.1646 | 200.5552 | 202.643 | 152.7334 | 199.082
| 7 | 20.5669 | 107.9384 | 175.9987 | 190.578 | 133.5991 | 168.6962 | 138.3262 | 198.3334 | 24.3057 | 161.0056 | 67.5614 | 190.2257 | 0 | 104.7959 | 159.1247 | 200.3429 | 202.607 | 152.8384 | 199.7776
| 8 | 12.1055 | 58.5254 | 134.6624 | 178.5235 | 133.6189 | 164.5144 | 170.4111 | 198.1712 | 32.6484 | 117.8163 | 84.3741 | 165.3314 | 0.80848 | 72.2476 | 143.895 | 198.4054 | 202.6407 | 172.4267 | 197.9294
| 9 | 5.9396 | 26.1338 | 112.8962 | 92.5593 | 117.8278 | 113.5932 | 179.3387 | 182.1347 | 26.4873 | 91.5954 | 93.5831 | 92.4023 | 7.942 | 35.4812 | 107.3202 | 196.2307 | 202.639 | 179.7387 | 191.9311
| 10 | 0.24066 | 9.381 | 104.1441 | 76.3376 | 109.6887 | 99.7139 | 167.2541 | 157.9069 | 10.6614 | 69.3797 | 60.23 | 110.9031 | 3.3733 | 23.9614 | 98.8895 | 195.2675 | 202.4364 | 187.1396 | 151.405
| 11 | 0 | 9.1872 | 75.2826 | 154.6113 | 155.5386 | 117.1488 | 157.3118 | 125.5957 | 0.25342 | 71.4673 | 93.2337 | 55.4936 | 0.54864 | 10.7839 | 71.7241 | 191.8164 | 202.1142 | 181.5124 | 93.9044
| 12 | 0 | 11.4161 | 48.5115 | 171.7925 | 168.5237 | 111.7158 | 114.6735 | 88.7005 | 0.12153 | 59.3534 | 76.427 | 38.9382 | 0.59369 | 5.7928 | 58.1591 | 190.2738 | 194.5194 | 170.9223 | 45.3577
| 13 | 0 | 4.6653 | 51.9939 | 137.1665 | 168.4916 | 78.4823 | 92.2308 | 61.3513 | 1.7668 | 57.7213 | 54.7809 | 29.1166 | 0.47798 | 2.4576 | 54.146 | 181.1585 | 185.3314 | 149.8228 | 34.8873
| 14 | 0.060228 | 4.1605 | 28.5728 | 85.0082 | 169.613 | 59.8037 | 73.4424 | 50.1701 | 6.5444 | 47.0063 | 46.8947 | 54.4805 | 17.6513 | 2.1072 | 35.8532 | 163.3218 | 162.9657 | 129.0575 | 26.239
| 15 | 14.5833 | 10.5945 | 19.7622 | 101.8966 | 168.3659 | 51.1098 | 50.687 | 37.1747 | 20.0311 | 47.5752 | 49.7509 | 37.2564 | 0.50343 | 4.1015 | 27.8397 | 130.648 | 156.1927 | 125.8255 | 25.4371
| 16 | 20.6314 | 10.8614 | 14.1729 | 112.8384 | 161.5611 | 40.9061 | 38.0982 | 35.9504 | 29.6974 | 49.7829 | 62.5982 | 12.3655 | 0 | 8.7306 | 32.7903 | 106.9088 | 158.5362 | 111.8196 | 22.7829
| 17 | 14.9148 | 20.4765 | 11.4306 | 67.9691 | 162.5 | 48.4566 | 25.7876 | 27.9681 | 35.8885 | 61.5979 | 48.3703 | 8.5687 | 0 | 2.3608 | 39.4784 | 81.1207 | 143.6105 | 107.2689 | 24.9248
| 18 | 9.3874 | 15.7771 | 3.8398 | 23.6411 | 169.3863 | 51.1763 | 20.3485 | 20.6233 | 69.8241 | 58.2188 | 30.9389 | 42.8948 | 3.4225 | 5.3715 | 43.4838 | 77.525 | 113.6406 | 118.1307 | 18.1377
| 19 | 1.4331 | 21.0278 | 30.2893 | 34.0597 | 144.4104 | 80.5452 | 37.6102 | 33.4014 | 22.4667 | 70.567 | 32.6376 | 16.9012 | 4.0036 | 2.0507 | 41.8394 | 114.5852 | 126.6046 | 149.2247 | 28.8184
| 20 | 0.10852 | 19.348 | 39.5399 | 52.7827 | 173.8898 | 120.89 | 55.1377 | 52.3765 | 49.0122 | 100.9059 | 46.7681 | 25.2694 | 8.4403 | 0.16107 | 55.6097 | 165.9099 | 168.2049 | 169.0491 | 34.9089
| 21 | 0.13169 | 26.2658 | 28.2915 | 64.7221 | 175.2836 | 142.5617 | 73.5566 | 60.3138 | 3.6616 | 113.8671 | 74.603 | 57.5874 | 34.0412 | 0 | 55.9576 | 157.3359 | 197.5615 | 178.9472 | 45.3217
| 22 | 7.9158 | 21.7152 | 23.7495 | 98.4149 | 185.9303 | 136.4726 | 93.0685 | 34.544 | 5.7777 | 133.9052 | 79.7983 | 84.5597 | 40.9702 | 1.1935 | 82.3115 | 173.7702 | 200.2215 | 173.5033 | 66.419
| 23 | 38.2146 | 28.1978 | 20.538 | 148.3253 | 192.2241 | 148.7088 | 130.6897 | 36.2765 | 72.6543 | 146.0292 | 88.4514 | 104.2382 | 42.9604 | 6.1767 | 125.373 | 179.2877 | 200.2156 | 175.58 | 124.1717
| 24 | 13.6159 | 26.3599 | 13.6923 | 178.7792 | 197.4278 | 160.2567 | 167.157 | 123.1438 | 123.4227 | 150.557 | 120.1466 | 135.5285 | 42.9762 | 68.9762 | 117.9412 | 173.1717 | 197.3006 | 168.0121 | 192.175
19 | 1 | 9.2649 | 39.9966 | 11.7642 | 192.1546 | 197.0435 | 182.7692 | 148.2254 | 182.85 | 117.517 | 165.3231 | 94.3477 | 185.5137 | 32.1784 | 113.2286 | 177.6477 | 185.1843 | 200.036 | 171.6876 | 202.1709
| 2 | 6.5454 | 28.3335 | 17.9895 | 193.2348 | 197.8428 | 194.4468 | 122.8517 | 198.0239 | 165.0373 | 160.4424 | 128.2281 | 141.8011 | 33.0426 | 189.3567 | 194.4568 | 182.942 | 200.2004 | 190.7931 | 202.1481
| 3 | 2.3283 | 19.099 | 102.6141 | 195.5222 | 189.7619 | 193.9423 | 148.8612 | 199.6055 | 198.1644 | 174.0679 | 187.9282 | 186.6224 | 18.7192 | 175.6172 | 185.6277 | 187.8237 | 200.0086 | 200.3927 | 201.2958
| 4 | 4.6547 | 8.0262 | 142.4048 | 196.2287 | 145.5532 | 194.8901 | 154.8622 | 191.2683 | 196.9369 | 180.86 | 180.9172 | 194.8234 | 18.4516 | 128.4901 | 195.3488 | 201.027 | 200.2377 | 199.9733 | 198.9304
| 5 | 0.36918 | 15.0965 | 143.7345 | 196.409 | 145.5555 | 198.0288 | 187.1191 | 158.4524 | 180.7961 | 188.3525 | 186.8441 | 173.1309 | 7.862 | 82.7145 | 189.6164 | 199.7106 | 193.8993 | 201.1976 | 201.1929
| 6 | 0.59008 | 5.926 | 158.495 | 196.3239 | 145.5589 | 196.769 | 175.9612 | 155.6983 | 192.459 | 197.178 | 200.282 | 131.2526 | 4.9235 | 73.648 | 190.7746 | 202.1092 | 158.1246 | 199.3645 | 202.3816
| 7 | 0.0037 | 0.11993 | 157.3264 | 196.1936 | 155.5687 | 187.1801 | 141.586 | 145.1533 | 197.0141 | 182.3939 | 199.627 | 146.8986 | 2.9878 | 69.4338 | 169.0638 | 201.8236 | 119.4395 | 199.2633 | 196.1606
| 8 | 0.1513 | 1.9367 | 168.2088 | 193.4031 | 188.8937 | 175.8803 | 139.8722 | 115.8684 | 179.4438 | 170.7126 | 188.1382 | 136.3559 | 0.039635 | 81.8061 | 166.5045 | 198.5804 | 112.6766 | 193.679 | 177.7321
| 9 | 0 | 2.8674 | 171.6218 | 181.5365 | 167.2507 | 174.0615 | 179.6974 | 76.3276 | 167.8348 | 144.1856 | 181.8323 | 123.3516 | 0 | 75.2219 | 121.0334 | 190.7212 | 125.2895 | 174.0183 | 143.1888
| 10 | 0 | 0.61205 | 134.2574 | 142.6201 | 115.3651 | 159.2505 | 175.9614 | 55.917 | 121.6145 | 100.7035 | 155.8082 | 109.9025 | 0 | 83.8038 | 129.9413 | 184.4195 | 183.4699 | 157.7348 | 130.2792
| 11 | 0 | 0.89452 | 98.8385 | 135.9107 | 110.6427 | 112.7638 | 153.1031 | 35.2402 | 54.7549 | 72.7556 | 104.6606 | 48.9236 | 0.5924 | 61.634 | 101.6833 | 147.7458 | 183.4837 | 140.0136 | 81.9932
| 12 | 0 | 0 | 54.5209 | 116.6716 | 110.6567 | 59.4638 | 129.8685 | 13.1371 | 34.6001 | 57.6663 | 36.877 | 24.8555 | 0.13109 | 54.9848 | 78.4415 | 81.4537 | 188.3151 | 86.0716 | 50.5116
| 13 | 6.528 | 0.33993 | 17.8573 | 89.1733 | 110.6687 | 22.8803 | 128.9153 | 5.9897 | 25.2632 | 48.0734 | 28.8535 | 22.4186 | 0.00705 | 64.3217 | 46.989 | 72.9695 | 199.7309 | 25.8922 | 42.7334
| 14 | 22.2026 | 1.0741 | 14.0877 | 52.9917 | 110.6774 | 22.9045 | 123.6913 | 9.4242 | 19.2921 | 43.0768 | 16.1858 | 16.3026 | 3.0157 | 49.1087 | 35.7125 | 70.6651 | 200.4074 | 12.6829 | 42.4227
| 15 | 30.2468 | 0.9716 | 16.5272 | 57.7026 | 110.6783 | 36.4451 | 109.1112 | 9.7257 | 12.2213 | 49.9759 | 4.4531 | 17.0559 | 17.4705 | 34.473 | 27.3658 | 56.3936 | 188.1661 | 9.2596 | 50.8116
| 16 | 32.3378 | 0.44577 | 11.5286 | 56.3244 | 118.5195 | 35.7478 | 108.0227 | 17.9732 | 17.1884 | 41.0035 | 0.42997 | 22.0063 | 48.1607 | 25.8469 | 15.1421 | 67.4394 | 132.255 | 6.8381 | 51.4068
| 17 | 27.2259 | 0.94268 | 20.7368 | 42.4684 | 147.1136 | 37.6311 | 105.3194 | 20.7801 | 24.4112 | 51.3641 | 0 | 23.5481 | 29.9878 | 16.9021 | 10.3736 | 29.7233 | 77.0894 | 9.8498 | 44.4306
| 18 | 12.9425 | 8.3898 | 32.1382 | 40.3968 | 147.0858 | 39.4401 | 81.7487 | 32.0634 | 35.5065 | 39.2671 | 0 | 23.2568 | 34.3652 | 14.6706 | 26.5608 | 42.6769 | 130.6679 | 7.744 | 38.2467
| 19 | 16.1081 | 5.5607 | 41.0574 | 63.8925 | 184.4003 | 58.1757 | 73.9669 | 7.9397 | 28.3593 | 69.3775 | 0 | 24.7991 | 9.4656 | 34.3528 | 98.1621 | 61.0769 | 178.4432 | 11.207 | 34.4884
| 20 | 4.6692 | 1.4421 | 42.5725 | 113.2613 | 190.3854 | 96.0255 | 115.5546 | 2e-06 | 54.6019 | 101.7339 | 2.212 | 30.0707 | 5.8386 | 59.7052 | 191.6185 | 76.6036 | 189.2523 | 46.8685 | 40.3475
| 21 | 0.15957 | 2.6515 | 41.4916 | 133.478 | 197.5783 | 142.8774 | 147.8528 | 34.8925 | 56.366 | 82.5264 | 2.6983 | 46.7184 | 1.2518 | 121.1401 | 199.4542 | 116.0306 | 191.1418 | 78.4639 | 33.3297
| 22 | 4.1285 | 0.39385 | 54.4738 | 155.9304 | 197.97 | 163.6178 | 143.4317 | 57.9371 | 72.159 | 47.5741 | 0 | 80.3264 | 1.235 | 117.7498 | 199.9951 | 89.2022 | 150.9235 | 119.7638 | 49.0335
| 23 | 9.6006 | 0.031498 | 90.1393 | 179.079 | 198.0784 | 170.619 | 161.2372 | 71.8214 | 101 | 62.9205 | 0 | 73.4806 | 0.91827 | 79.8262 | 201.8098 | 157.7642 | 163.9229 | 175.257 | 122.2165
| 24 | 20.2551 | 0 | 128.7958 | 188.5342 | 197.445 | 189.8792 | 185.6471 | 84.4772 | 108.2748 | 120.6697 | 0 | 100.6074 | 0.45306 | 158.3543 | 198.1984 | 202.5519 | 182.0709 | 199.3915 | 179.025
20 | 1 | 16.5065 | 0.000734 | 134.5369 | 184.1097 | 197.4621 | 190.8982 | 193.2627 | 79.7968 | 164.0008 | 140.3521 | 4.8 | 154.6542 | 3.3134 | 176.4688 | 194.4113 | 202.4761 | 197.3439 | 196.7864 | 165.5544
| 2 | 22.8261 | 2.0359 | 159.6592 | 194.4085 | 197.3789 | 192.4883 | 195.5231 | 58.9964 | 170.1401 | 168.5054 | 8.2255 | 145.9003 | 0.55837 | 183.5273 | 191.7806 | 202.4549 | 198.3165 | 188.8307 | 161.9945
| 3 | 18.3496 | 0.23427 | 161.3175 | 192.7169 | 196.8681 | 196.5379 | 199.8079 | 35.9204 | 197.0076 | 159.3207 | 8.7103 | 123.6867 | 3.7886 | 158.8317 | 188.6016 | 202.5305 | 197.3861 | 196.3025 | 173.2185
| 4 | 5.7955 | 2.4416 | 141.4519 | 174.9071 | 195.0011 | 197.4731 | 199.658 | 83.7569 | 199.8672 | 154.507 | 20.6654 | 124.6572 | 2.5965 | 179.0942 | 168.7912 | 202.548 | 197.7639 | 199.9357 | 196.5715
| 5 | 2.4851 | 12.2371 | 113.6766 | 149.2272 | 196.7395 | 197.568 | 200.0562 | 88.1873 | 199.7753 | 167.4886 | 36.7653 | 124.6538 | 9.7266 | 129.8609 | 165.535 | 202.5018 | 198.288 | 201.8561 | 200.5161
| 6 | 3.0755 | 14.4204 | 73.7738 | 135.7031 | 193.7503 | 197.2164 | 199.693 | 59.1662 | 199.4788 | 166.6936 | 60.9922 | 124.6594 | 13.646 | 79.2913 | 182.7938 | 201.6696 | 198.4441 | 200.4899 | 193.6107
| 7 | 0.34484 | 10.3444 | 49.0152 | 142.514 | 147.8032 | 186.4521 | 199.9013 | 22.3808 | 196.964 | 171.769 | 59.9246 | 124.6596 | 12.9455 | 110.7636 | 184.8962 | 202.331 | 195.9214 | 200.9723 | 181.833
| 8 | 0 | 7.5272 | 90.5154 | 151.8419 | 129.6097 | 171.2864 | 199.4303 | 2.2979 | 190.4635 | 161.7573 | 58.3715 | 124.6688 | 9.1317 | 122.67 | 181.1694 | 202.4013 | 196.1877 | 197.6288 | 143.9052
| 9 | 0.21246 | 0.92857 | 116.7202 | 146.5583 | 129.6225 | 169.8604 | 198.0952 | 0.30392 | 189.6512 | 157.5967 | 41.6168 | 123.1181 | 12.6626 | 149.2921 | 172.8388 | 202.3885 | 193.491 | 189.2818 | 95.1972
| 10 | 3.0382 | 0.002941 | 84.3532 | 149.3106 | 156.7022 | 133.4756 | 190.2102 | 0 | 178.3341 | 149.8235 | 35.9214 | 89.2976 | 10.8435 | 87.7011 | 162.8118 | 202.318 | 190.6459 | 179.3959 | 39.7395
| 11 | 4.6349 | 1.9706 | 79.4072 | 162.414 | 196.009 | 108.1474 | 181.6017 | 0 | 137.8806 | 125.1911 | 26.4636 | 72.5539 | 3.5006 | 51.5904 | 156.3797 | 201.9217 | 184.071 | 147.9248 | 11.2722
| 12 | 15.2565 | 8.8423 | 75.219 | 160.3759 | 173.0355 | 101.2909 | 174.0409 | 0 | 89.9995 | 109.24 | 18.0158 | 18.32 | 3.0247 | 25.7333 | 100.9238 | 198.2252 | 174.3267 | 92.4728 | 2.8307
| 13 | 11.4662 | 5.7894 | 42.2925 | 158.9448 | 175.2951 | 91.9972 | 150.0035 | 0 | 56.4239 | 93.9567 | 10.5863 | 1.7081 | 3.8413 | 23.5594 | 65.2082 | 188.4144 | 172.8542 | 55.7474 | 3.5221
| 14 | 4.2724 | 7.6657 | 26.6245 | 134.7381 | 165.7214 | 75.7264 | 129.9175 | 0.007173 | 51.6347 | 101.531 | 2.5398 | 0.67766 | 3.5492 | 39.5312 | 79.275 | 182.6696 | 149.5659 | 31.884 | 3.6011
| 15 | 13.2597 | 10.2438 | 19.0579 | 126.4085 | 158.2471 | 50.65 | 114.9873 | 56.8624 | 57.677 | 98.0657 | 0.50967 | 0.59411 | 9.0906 | 45.9717 | 104.8578 | 157.571 | 138.7836 | 23.992 | 5.0131
| 16 | 11.3624 | 13.8622 | 39.1198 | 120.1671 | 114.1225 | 37.5727 | 111.0368 | 11.9407 | 51.691 | 89.5327 | 4.0948 | 0 | 0.38232 | 49.1737 | 135.7838 | 150.2651 | 169.0166 | 28.477 | 7.48
| 17 | 17.0916 | 9.6246 | 60.8262 | 98.62 | 116.8208 | 36.5954 | 98.7287 | 2.5328 | 42.9978 | 84.4119 | 2.51 | 0 | 19.4358 | 58.9819 | 143.8336 | 111.9262 | 150.1873 | 26.327 | 10.39
| 18 | 20.0366 | 0.77922 | 87.2993 | 111.9351 | 102.5851 | 44.1772 | 75.5535 | 0.23753 | 44.0781 | 76.7546 | 3.9294 | 0 | 12.2826 | 27.8532 | 176.9009 | 94.0122 | 154.0676 | 24.3502 | 8.4076
| 19 | 6.1675 | 1.3e-05 | 107.3381 | 103.3095 | 85.9621 | 68.7247 | 75.0191 | 3.3789 | 49.3218 | 56.7931 | 6.4429 | 0 | 13.5582 | 18.217 | 191.1664 | 91.0169 | 138.2686 | 36.2929 | 15.087
| 20 | 1.203 | 0 | 102.6783 | 118.2203 | 55.2327 | 93.5189 | 128.4564 | 25.9604 | 49.1713 | 108.0224 | 2.8997 | 0.26329 | 1.6645 | 27.55 | 197.1294 | 120.9263 | 183.2858 | 38.9726 | 27.2591
| 21 | 3.1329 | 0 | 70.0629 | 138.3566 | 68.3553 | 123.4896 | 163.2715 | 19.7419 | 62.892 | 141.3989 | 1.6472 | 9.8871 | 2.9988 | 56.3156 | 200.5081 | 162.188 | 148.7715 | 55.4094 | 53.4647
| 22 | 9.0545 | 5.4641 | 68.4342 | 181.04 | 119.673 | 164.386 | 146.4102 | 26.0444 | 117.7348 | 144.644 | 0.42073 | 17.4294 | 0 | 76.6298 | 202.1286 | 200.0628 | 135.9415 | 85.6368 | 47.0216
| 23 | 10.8287 | 65.0435 | 101.9838 | 196.0905 | 135.9083 | 197.4143 | 181.055 | 17.5527 | 128.0081 | 171.777 | 4.9952 | 36.7066 | 0 | 88.7401 | 202.551 | 199.8155 | 149.9681 | 176.2603 | 42.1541
| 24 | 21.4298 | 39.4053 | 120.3441 | 197.4891 | 131.6628 | 158.4518 | 176.6354 | 10.2959 | 170.5402 | 191.0834 | 10.5675 | 27.0685 | 4.0586 | 103.3292 | 201.9931 | 194.8855 | 148.9223 | 181.4929 | 43.6559
21 | 1 | 26.7304 | 63.8724 | 172.1906 | 193.4449 | 121.4896 | 139.6291 | 191.4162 | 4.0333 | 197.8985 | 189.7489 | 11.743 | 23.742 | 16.384 | 116.5014 | 201.6458 | 199.3698 | 170.0991 | 177.3536 | 56.8269
| 2 | 52.7986 | 104.9769 | 200.0912 | 194.4543 | 168.2548 | 114.4397 | 197.5266 | 8.9777 | 197.3491 | 182.8614 | 10.1432 | 23.7778 | 10.1926 | 182.4707 | 199.2277 | 199.3517 | 188.1827 | 165.9996 | 82.7476
| 3 | 53.9784 | 158.5471 | 199.9923 | 196.8944 | 179.4214 | 76.7397 | 192.5227 | 21.4914 | 199.1796 | 194.2243 | 1.9631 | 23.7787 | 30.5014 | 196.4704 | 193.3303 | 199.8014 | 198.0776 | 176.4388 | 131.6202
| 4 | 48.5512 | 134.7161 | 193.5711 | 196.2111 | 166.9118 | 76.7349 | 195.8242 | 20.8971 | 200.1186 | 201.6407 | 1.5822 | 23.7825 | 44.6832 | 141.9836 | 198.0683 | 198.2861 | 201.9541 | 156.1014 | 193.2688
| 5 | 47.7624 | 146.5087 | 195.3386 | 198.8835 | 175.7059 | 76.732 | 198.6939 | 8.0208 | 199.5387 | 202.0378 | 11.4033 | 23.7851 | 40.0107 | 166.6534 | 187.4198 | 199.7928 | 199.1918 | 182.1314 | 185.7475
| 6 | 65.9923 | 124.0981 | 199.3756 | 199.2121 | 181.0833 | 76.7307 | 187.2008 | 0.003311 | 148.5914 | 201.8789 | 7.1102 | 13.5775 | 28.9231 | 127.6359 | 200.9022 | 192.9329 | 196.4173 | 192.385 | 186.2062
| 7 | 68.5646 | 91.5006 | 195.9711 | 198.9143 | 164.1325 | 76.7337 | 173.8726 | 2.2595 | 148.5966 | 199.8288 | 0 | 22.8612 | 27.2011 | 127.6451 | 198.2605 | 162.9192 | 196.499 | 184.3088 | 183.6844
| 8 | 43.0938 | 99.5803 | 194.7604 | 199.2506 | 181.8652 | 149.8829 | 174.8935 | 2.1159 | 148.599 | 159.7519 | 0.67639 | 18.4742 | 63.2725 | 127.6571 | 164.7586 | 133.6189 | 198.1675 | 179.4963 | 156.3496
| 9 | 22.3624 | 41.0944 | 158.2675 | 199.5023 | 176.5704 | 190.3236 | 156.1304 | 0.016877 | 167.1082 | 198.2822 | 3.6629 | 23.796 | 62.0062 | 126.2092 | 159.9121 | 133.6304 | 198.5119 | 164.7616 | 108.1368
| 10 | 12.2557 | 44.5302 | 154.8023 | 197.776 | 181.3394 | 187.3124 | 96.8282 | 0 | 148.429 | 196.5877 | 4.8355 | 43.6772 | 46.2721 | 103.0702 | 126.5949 | 176.7033 | 199.5181 | 128.9293 | 77.2031
| 11 | 3.8179 | 34.9744 | 117.6935 | 197.8554 | 119.6381 | 158.7449 | 77.6802 | 0.002825 | 89.3089 | 178.5895 | 5.3372 | 29.7761 | 31.1235 | 77.5183 | 126.8786 | 198.6965 | 200.4483 | 89.6899 | 59.9868
| 12 | 9.3602 | 49.4146 | 72.7637 | 196.5491 | 83.3353 | 99.8659 | 61.1893 | 2.0691 | 46.9669 | 143.402 | 14.8162 | 31.0428 | 25.1671 | 83.347 | 141.2436 | 198.701 | 195.6765 | 54.0792 | 38.1136
| 13 | 16.1174 | 45.9132 | 47.0239 | 187.8326 | 89.6763 | 59.8323 | 59.4917 | 8.4972 | 21.0632 | 117.3977 | 15.4333 | 29.2369 | 20.3109 | 84.1588 | 93.316 | 198.5434 | 197.3693 | 31.0346 | 20.9269
| 14 | 17.654 | 48.5613 | 19.2592 | 185.469 | 63.7768 | 44.3209 | 61.2479 | 7.3217 | 11.291 | 100.5282 | 10.8212 | 17.7209 | 20.4262 | 62.218 | 68.5947 | 186.5306 | 193.322 | 43.1552 | 20.4001
| 15 | 20.7355 | 32.3031 | 19.4766 | 175.0727 | 99.0178 | 36.9288 | 51.9691 | 0.23301 | 13.3153 | 86.8107 | 0.81368 | 14.4867 | 35.7416 | 48.885 | 34.8052 | 181.907 | 183.5951 | 44.1438 | 24.0507
| 16 | 21.3077 | 94.5776 | 20.7172 | 166.2445 | 101.677 | 44.1472 | 50.605 | 0.027952 | 19.8757 | 79.865 | 2.6696 | 20.9168 | 31.3631 | 37.6892 | 42.0112 | 161.9037 | 165.5361 | 51.1918 | 31.3407
| 17 | 30.9959 | 74.5387 | 28.0762 | 151.4782 | 68.8124 | 36.254 | 49.433 | 3.4712 | 21.4589 | 88.9346 | 11.1317 | 45.1146 | 8.7127 | 32.3272 | 37.2472 | 151.8661 | 148.0112 | 47.6653 | 33.8664
| 18 | 13.0565 | 51.2044 | 41.8563 | 152.8683 | 58.4924 | 30.9191 | 50.5377 | 8.9955 | 24.2214 | 97.2016 | 16.704 | 57.0794 | 0.23874 | 16.7397 | 74.4034 | 142.5886 | 110.3456 | 56.4108 | 31.1982
| 19 | 9.5553 | 41.3784 | 39.6521 | 166.2233 | 48.3609 | 58.4103 | 95.9485 | 6.7308 | 40.1305 | 114.4995 | 14.1148 | 37.258 | 0 | 16.4356 | 61.2937 | 182.2693 | 92.9866 | 91.7531 | 36.7483
| 20 | 4.6412 | 70.8112 | 36.5685 | 193.7038 | 63.8222 | 106.3043 | 120.3353 | 5.8916 | 81.2472 | 154.935 | 12.1628 | 32.2318 | 0 | 12.0559 | 93.9296 | 195.5154 | 120.9742 | 111.7477 | 55.797
| 21 | 13.3447 | 61.5698 | 82.0798 | 198 | 95.9778 | 143.1674 | 123.3906 | 21.7232 | 102.512 | 173.2392 | 15.4571 | 28.3717 | 0 | 0.67103 | 137.6967 | 197.9498 | 114.0731 | 116.3036 | 60.0157
| 22 | 6.4966 | 67.3412 | 82.0362 | 198.7989 | 111.2987 | 182.5177 | 120.8571 | 8.7131 | 155.8681 | 194.8095 | 20.4092 | 5.6602 | 0 | 0.040802 | 172.5326 | 195.2382 | 102.1301 | 149.987 | 66.8369
| 23 | 0.001113 | 67.9125 | 100.5044 | 198.6598 | 116.9863 | 198.4558 | 128.5982 | 4.2798 | 154.8098 | 200.9814 | 20.4394 | 0 | 0 | 8.3797 | 167.9615 | 197.2809 | 99.8347 | 194.9995 | 110.6908
| 24 | 0.52012 | 86.0001 | 135.1883 | 198.3052 | 181.0569 | 199.8613 | 185.1943 | 2.8862 | 148.3353 | 202.1269 | 15.738 | 0 | 0 | 44.7208 | 192.3519 | 196.6075 | 109.8125 | 191.6173 | 64.1111
22 | 1 | 15.4247 | 121.2276 | 197.8873 | 198.7827 | 183.5078 | 200.006 | 178.4338 | 4.5857 | 172.7087 | 198.8523 | 19.7308 | 0 | 0 | 41.2694 | 191.4883 | 199.582 | 103.2598 | 200.1903 | 30.6571
| 2 | 32.7246 | 165.9358 | 199.4777 | 198.7587 | 184.3021 | 141.1214 | 193.4629 | 4.0472 | 190.892 | 197.909 | 36.1244 | 0 | 0 | 70.8287 | 189.5163 | 200.1148 | 139.9112 | 196.3573 | 39.8065
| 3 | 29.5471 | 167.7621 | 198.2728 | 198.4416 | 184.0177 | 133.6443 | 186.7085 | 26.4534 | 178.4655 | 202.3801 | 37.3489 | 3.6747 | 0.16375 | 68.0959 | 188.4299 | 199.9823 | 146.9508 | 201.8695 | 113.4714
| 4 | 49.0898 | 166.7905 | 197.2574 | 198.0723 | 195.6779 | 133.6408 | 183.6959 | 3.9804 | 181.1762 | 202.0464 | 42.4329 | 1.4244 | 6.3382 | 80.7258 | 189.7102 | 200.3058 | 161.3948 | 201.3225 | 152.2699
| 5 | 11.9238 | 156.1422 | 194.9827 | 198.4865 | 196.8043 | 133.6405 | 192.8711 | 5.525 | 193.8397 | 196.1884 | 42.5668 | 0.5125 | 17.1197 | 105.4287 | 188.4694 | 200.3911 | 154.4996 | 202.2184 | 141.8967
| 6 | 1.9232 | 178.2364 | 198.8434 | 197.0105 | 180.8347 | 87.2234 | 154.4553 | 0.60124 | 190.0964 | 187.2912 | 36.3265 | 7.2341 | 27.8484 | 109.6447 | 186.214 | 200.3978 | 131.1996 | 201.3317 | 118.7951
| 7 | 0.93433 | 184.317 | 196.152 | 193.8525 | 151.7189 | 156.481 | 152.5431 | 6.7584 | 160.6797 | 159.555 | 31.6205 | 14.1351 | 39.6975 | 132.708 | 162.5885 | 200.2789 | 147.4075 | 201.3621 | 118.0096
| 8 | 0 | 179.429 | 189.8659 | 197.1087 | 172.5846 | 194.2682 | 150.1224 | 5.1619 | 152.5148 | 152.921 | 18.4315 | 4.8689 | 34.7919 | 131.9964 | 140.136 | 199.6148 | 158.086 | 199.7933 | 110.2669
| 9 | 0 | 188.8723 | 191.629 | 139.3823 | 194.2589 | 196.519 | 133.2537 | 0.63788 | 75.2561 | 139.6077 | 8.6444 | 5.8174 | 27.0205 | 114.1129 | 131.1797 | 197.1572 | 181.2581 | 200.0885 | 134.7543
| 10 | 0 | 168.1364 | 178.4919 | 69.3122 | 188.7813 | 197.6756 | 90.561 | 0.17817 | 42.9538 | 152.2849 | 7.9658 | 7.9748 | 1.5806 | 84.1698 | 132.452 | 195.9126 | 182.4708 | 198.5623 | 103.8074
| 11 | 2.0089 | 124.6284 | 145.8806 | 63.7017 | 170.9405 | 197.3777 | 52.4531 | 2.0622 | 31.8065 | 152.7194 | 2.3763 | 14.9564 | 1.6646 | 51.5236 | 98.953 | 192.4131 | 188.2076 | 173.782 | 88.2371
| 12 | 9.1126 | 89.3823 | 132.2477 | 63.7017 | 184.452 | 193.9692 | 29.221 | 2.1046 | 25.8391 | 142.7775 | 0.16902 | 15.9616 | 0.58351 | 26.9756 | 84.8014 | 179.7824 | 192.4864 | 118.5621 | 64.8861
| 13 | 7.4089 | 56.5331 | 90.2778 | 24.0008 | 154.9926 | 160.4109 | 13.3231 | 0.49856 | 20.8873 | 107.7284 | 0.24441 | 4.3125 | 2.7049 | 18.5652 | 75.4925 | 177.2323 | 186.0757 | 103.1634 | 52.423
| 14 | 7.1236 | 56.8893 | 62.0488 | 0 | 101.8277 | 126.2311 | 18.2541 | 0.038182 | 19.7927 | 73.1246 | 5.004 | 9.4992 | 3.4831 | 20.611 | 70.3096 | 168.4813 | 187.3771 | 91.253 | 48.8927
| 15 | 5.0269 | 66.2605 | 49.7722 | 0 | 98.4914 | 106.5622 | 21.2961 | 0.20316 | 19.6403 | 48.6356 | 7.7934 | 0.39696 | 5.725 | 22.0794 | 69.9804 | 157.0683 | 182.5293 | 73.5692 | 54.7276
| 16 | 3.4212 | 68.2156 | 48.5716 | 0 | 70.794 | 91.4189 | 22.8872 | 0.028459 | 22.2401 | 44.5742 | 3.0911 | 2.0769 | 0.32095 | 20.8841 | 61.2572 | 137.9443 | 170.4185 | 74.0187 | 39.4077
| 17 | 9.681 | 42.7258 | 38.2408 | 25.0679 | 51.9411 | 88.7775 | 33.6964 | 2.7171 | 27.3907 | 45.7465 | 0.45582 | 0 | 1.1118 | 20.8074 | 40.8395 | 119.8278 | 159.5384 | 76.0451 | 26.119
| 18 | 14.3456 | 40.4884 | 35.9302 | 74.4623 | 57.8161 | 79.2947 | 31.4586 | 5.2361 | 31.439 | 47.6082 | 1.0035 | 3.51 | 0.023616 | 27.8458 | 49.3025 | 98.0512 | 138.3735 | 65.4204 | 31.955
| 19 | 19.375 | 90.719 | 53.7555 | 94.9731 | 84.1887 | 88.5131 | 40.9486 | 12.6894 | 55.2665 | 58.565 | 0 | 0.092589 | 0 | 42.532 | 81.2769 | 119.7624 | 142.5651 | 69.1799 | 73.1362
| 20 | 14.3798 | 126.5222 | 65.7021 | 109.885 | 106.9473 | 145.6071 | 78.3298 | 73.7886 | 80.6969 | 104.5916 | 0 | 0 | 0 | 28.6885 | 84.2095 | 136.7481 | 122.2063 | 92.006 | 121.6432
| 21 | 3.3891 | 116.9259 | 104.7351 | 149.3889 | 95.4176 | 163.645 | 103.7185 | 37.6197 | 128.0585 | 137.4297 | 0 | 0 | 0 | 22.2498 | 88.9525 | 156.2187 | 93.5372 | 146.2345 | 134.6122
| 22 | 11.532 | 109.5812 | 140.9427 | 152.7938 | 112.1132 | 182.3015 | 132.9733 | 33.1346 | 112.0178 | 146.5 | 7.6064 | 0 | 0 | 24.3512 | 92.9024 | 187.5568 | 111.8002 | 185.2667 | 143.6362
| 23 | 10.7689 | 114.5675 | 119.4812 | 163.775 | 137.0613 | 186.1614 | 174.8096 | 5.166 | 113.9727 | 132.8215 | 18.1942 | 0.072527 | 0.082053 | 54.9898 | 120.838 | 182.2896 | 131.2998 | 182.1309 | 140.6249
| 24 | 1.6836 | 86.3264 | 154.6299 | 160.6394 | 169.427 | 199.1558 | 185.7452 | 48.3161 | 67.3229 | 157.6864 | 14.8271 | 0.97931 | 0 | 78.797 | 145.7912 | 181.1775 | 155.0944 | 187.8464 | 172.9445
23 | 1 | 2.6028 | 113.9409 | 161.4418 | 162.5149 | 138.9741 | 199.9018 | 188.061 | 1.7547 | 90.4377 | 190.1923 | 18.8773 | 6.2136 | 0.86134 | 137.4506 | 129.7343 | 173.8359 | 200.0096 | 200.4692 | 183.1351
| 2 | 2.0111 | 185.8233 | 176.9639 | 160.2447 | 146.6491 | 198.9334 | 193.5609 | 2.6497 | 154.6678 | 197.513 | 12.964 | 11.8302 | 5.9e-05 | 163.1038 | 144.8377 | 144.0202 | 202.6854 | 196.5314 | 185.225
| 3 | 0.052801 | 152.1114 | 186.8277 | 165.5915 | 172.3817 | 198.5789 | 195.4932 | 1.4861 | 145.9594 | 195.4494 | 8.6057 | 15.2334 | 0 | 150.9669 | 182.7427 | 181.2782 | 202.3198 | 202.1251 | 199.0924
| 4 | 0.13941 | 162.8305 | 194.1438 | 161.0463 | 185.4055 | 200.5212 | 197.4718 | 9.8993 | 141.9845 | 194.3882 | 33.5314 | 6.8667 | 0.088348 | 148.2789 | 165.5961 | 184.2615 | 198.779 | 202.6361 | 190.4775
| 5 | 2.7555 | 172.784 | 191.3095 | 161.3345 | 195.0338 | 199.9965 | 198.2814 | 26.4087 | 145.026 | 200.021 | 32.8889 | 7.795 | 0 | 145.2057 | 149.8313 | 197.499 | 199.1226 | 202.4463 | 197.7503
| 6 | 0.49231 | 144.9607 | 196.6837 | 119.6404 | 197.0332 | 199.5223 | 198.5231 | 16.8619 | 106.0432 | 200.3483 | 58.8547 | 47.0389 | 0 | 165.2839 | 113.9563 | 195.4699 | 200.3901 | 201.3325 | 199.9361
| 7 | 0.25029 | 84.9398 | 194.4236 | 119.635 | 197.6549 | 199.8098 | 198.0991 | 12.6646 | 62.0681 | 200.4581 | 43.5615 | 41.3229 | 0 | 154.6676 | 101.8064 | 200.2089 | 200.1541 | 200.1421 | 199.6767
| 8 | 2.5342 | 47.7189 | 178.6008 | 104.5953 | 198.1342 | 200.0256 | 198.2677 | 14.6137 | 43.0627 | 194.701 | 37.0008 | 42.4333 | 0 | 108.0033 | 94.3708 | 199.5597 | 199.7601 | 198.2436 | 199.0164
| 9 | 8.9145 | 55.0733 | 118.6754 | 99.6591 | 198.1588 | 199.0375 | 197.592 | 15.5497 | 26.3479 | 180.0293 | 10.3392 | 36.0578 | 0.10798 | 83.7007 | 64.7084 | 184.4408 | 199.3471 | 197.632 | 195.1623
| 10 | 2.0289 | 42.2695 | 72.1964 | 99.6402 | 197.9367 | 190.9901 | 190.0558 | 13.0651 | 5.8963 | 147.7819 | 1.0252 | 11.0043 | 42.7469 | 76.8935 | 46.0279 | 185.7944 | 198.5456 | 199.6093 | 169.0779
| 11 | 0 | 46.4512 | 58.5759 | 99.6629 | 196.6389 | 179.8544 | 174.4933 | 8.3289 | 3.9727 | 111.1751 | 0 | 1.2883 | 5.753 | 110.1907 | 42.6598 | 187.0389 | 183.8528 | 198.5838 | 178.2738
| 12 | 0 | 42.2688 | 35.7615 | 98.1325 | 191.9852 | 151.457 | 146.3521 | 1.6381 | 7.6925 | 74.586 | 0.19519 | 6.5193 | 0.84051 | 45.2834 | 32.5997 | 187.8473 | 160.7611 | 193.4951 | 174.6475
| 13 | 0 | 30.9014 | 36.4222 | 88.0413 | 169.9366 | 111.9305 | 105.205 | 0.66332 | 2.7418 | 40.5232 | 0.038681 | 1.2198 | 0 | 25.8113 | 22.6322 | 186.0285 | 121.8681 | 181.7403 | 152.7921
| 14 | 0 | 22.44 | 33.0314 | 71.9295 | 132.9385 | 89.4553 | 79.5338 | 0.011222 | 2.3831 | 19.9763 | 0 | 0.73473 | 0.12458 | 36.2457 | 36.2429 | 178.2823 | 99.6697 | 160.6918 | 112.3588
| 15 | 36.8098 | 31.7612 | 25.6939 | 83.2015 | 100.5803 | 69.6549 | 69.6449 | 0 | 1.5285 | 10.7931 | 0.57258 | 1.7099 | 0 | 31.6072 | 36.7153 | 165.9697 | 93.1091 | 134.5683 | 93.482
| 16 | 5.1799 | 39.5486 | 23.2997 | 57.216 | 104.6574 | 74.6874 | 64.1745 | 0 | 0.05315 | 6.823 | 0 | 31.4848 | 0 | 11.6864 | 40.1723 | 121.8018 | 88.9551 | 127.8752 | 95.1006
| 17 | 0.64312 | 41.2956 | 22.6953 | 32.2802 | 69.7502 | 73.5659 | 64.5452 | 0 | 0.020524 | 11.8844 | 0 | 17.9652 | 0 | 11.2874 | 30.7777 | 107.9325 | 86.2883 | 118.7553 | 87.8437
| 18 | 0.71811 | 52.0577 | 39.4094 | 37.0424 | 60.0863 | 60.2883 | 63.2082 | 4.8e-05 | 0.44751 | 16.45 | 2.9515 | 2.9597 | 0 | 22.6693 | 32.846 | 132.4133 | 67.5073 | 104.4479 | 62.3485
| 19 | 0 | 73.2572 | 64.1337 | 72.1354 | 56.9125 | 73.1264 | 54.5023 | 0 | 2.9594 | 33.2435 | 12.6357 | 7.2056 | 0.042689 | 30.0348 | 48.8124 | 172.1619 | 62.8777 | 91.0781 | 53.2057
| 20 | 0 | 75.7391 | 53.2998 | 99.6409 | 93.3499 | 106.9886 | 89.0465 | 1.6821 | 8.457 | 75.5447 | 20.2512 | 3.9003 | 9.8017 | 65.7215 | 71.4339 | 171.6223 | 125.9911 | 110.6925 | 85.6192
| 21 | 0.22594 | 137.862 | 51.7658 | 164.1485 | 90.7756 | 149.4905 | 128.877 | 24.4723 | 13.5008 | 92.4077 | 10.0168 | 1.4293 | 5.9994 | 72.9197 | 105.4912 | 185.9952 | 130.0149 | 159.8822 | 121.9878
| 22 | 0 | 195.3832 | 89.3335 | 174.158 | 99.4128 | 179.1084 | 194.9916 | 3.3272 | 24.084 | 87.7618 | 1.574 | 6.4926 | 16.3611 | 47.23 | 167.1782 | 193.6659 | 163.1798 | 192.2586 | 117.0543
| 23 | 1.3659 | 199.8054 | 135.4539 | 195.9703 | 134.5019 | 192.6574 | 198.2989 | 0 | 16.7424 | 76.4099 | 11.9874 | 7.6055 | 21.8854 | 64.7778 | 129.5138 | 197.0129 | 198.2521 | 181.0019 | 163.9422
| 24 | 6.5053 | 195.8421 | 148.1198 | 194.3066 | 156.0105 | 195.6397 | 198.3914 | 0.29581 | 5.6046 | 93.0908 | 67.2893 | 5.6603 | 19.1365 | 118.3747 | 122.9286 | 199.7598 | 188.4924 | 185.2639 | 163.8284
24 | 1 | 24.3198 | 196.7974 | 144.8503 | 161.1203 | 133.6963 | 193.3057 | 197.7554 | 0.84809 | 1.2162 | 140.2607 | 87.7121 | 9.2353 | 18.1492 | 135.2536 | 121.0432 | 200.335 | 165.6444 | 195.0799 | 157.5901
| 2 | 6.2928 | 183.4088 | 148.9369 | 151.4684 | 136.4011 | 191.4007 | 198.2619 | 117.9846 | 3.1987 | 183.9628 | 164.9478 | 17.7842 | 4.6009 | 151.7412 | 125.7808 | 200.3777 | 152.7608 | 197.8652 | 159.9775
| 3 | 16.7124 | 196.8362 | 154.5626 | 162.2662 | 137.5941 | 196.4024 | 198.3096 | 101.1433 | 0.001635 | 176.2201 | 126.9218 | 49.9897 | 17.0108 | 159.1328 | 79.3731 | 200.2414 | 169.6058 | 170.8723 | 193.6653
| 4 | 39.023 | 200.1071 | 175.7579 | 183.9327 | 110.4824 | 198.843 | 198.3807 | 123.1215 | 2.3539 | 178.9265 | 122.4525 | 163.1667 | 58.8266 | 167.1637 | 40.1606 | 199.5336 | 194.7469 | 172.6706 | 182.273
| 5 | 47.6581 | 199.4232 | 190.0138 | 195.4284 | 109.2561 | 200.1708 | 198.0667 | 131.3813 | 6.9153 | 189.1704 | 109.2302 | 170.4029 | 78.4832 | 159.2092 | 34.1943 | 199.2579 | 189.8822 | 199.6137 | 186.7758
| 6 | 22.2321 | 196.1619 | 174.5588 | 192.0524 | 194.8289 | 200.2118 | 197.9781 | 95.3844 | 14.3146 | 190.4437 | 90.3892 | 194.6186 | 67.6423 | 177.6494 | 100.8613 | 197.8617 | 192.2218 | 194.6832 | 191.0942
| 7 | 12.9901 | 191.9986 | 142.9742 | 176.0962 | 195.7297 | 200.1475 | 198.1421 | 93.0284 | 32.3913 | 188.2728 | 39.2108 | 190.9496 | 54.8308 | 169.1901 | 58.4373 | 198.4943 | 176.9069 | 192.9889 | 198.5575
| 8 | 7.9274 | 174.2988 | 152.6184 | 186.3279 | 196.0329 | 200.5659 | 198.2861 | 65.9872 | 15.2137 | 184.2413 | 8.4861 | 172.2634 | 68.6146 | 122.3443 | 124.344 | 196.9791 | 185.2574 | 192.0389 | 193.5257
| 9 | 1.5467 | 172.9886 | 142.9392 | 180.9926 | 193.1443 | 199.8227 | 198.3046 | 47.9306 | 17.359 | 156.3437 | 10.8812 | 162.7466 | 75.9499 | 87.256 | 116.7835 | 195.6034 | 126.8852 | 183.8721 | 175.5609
| 10 | 0 | 175.9495 | 107.7308 | 172.4142 | 188.8778 | 196.6424 | 196.3723 | 40.0109 | 14.9817 | 102.8416 | 0.066258 | 118.1634 | 90.367 | 82.4186 | 106.43 | 185.3372 | 147.5815 | 162.3318 | 156.8687
| 11 | 0 | 173.1578 | 52.2129 | 149.0723 | 167.9018 | 177.4606 | 195.2979 | 32.4348 | 10.549 | 78.7589 | 0.26268 | 101.002 | 70.3138 | 80.3493 | 94.6039 | 183.8216 | 166.5007 | 134.4428 | 165.4773
| 12 | 0 | 145.6397 | 40.8622 | 97.6439 | 132.0518 | 141.567 | 192.9123 | 32.0316 | 6.4674 | 60.906 | 1.602 | 91.6223 | 38.8092 | 56.6582 | 76.0766 | 173.1565 | 168.0457 | 97.2432 | 140.0718
| 13 | 0 | 106.0772 | 27.9865 | 58.2297 | 108.7918 | 97.8024 | 179.8811 | 30.7099 | 9.9796 | 46.0489 | 6.9727 | 109.392 | 20.6852 | 46.9399 | 66.9775 | 156.5959 | 176.3209 | 82.2067 | 128.3141
| 14 | 7.592 | 104.5783 | 21.4118 | 61.1533 | 86.0442 | 66.897 | 153.546 | 24.0981 | 5.9075 | 49.1619 | 14.6484 | 92.2982 | 3.685 | 43.1903 | 44.6065 | 141.1237 | 180.0361 | 76.3816 | 122.6024
| 15 | 8.9286 | 82.2266 | 18.8959 | 53.2211 | 66.2874 | 62.4121 | 116.6292 | 25.9582 | 5.8075 | 48.8694 | 11.5497 | 80.5416 | 0.56082 | 40.2851 | 42.4276 | 116.734 | 179.0189 | 79.3354 | 107.563
| 16 | 0 | 62.9178 | 14.0343 | 53.6566 | 69.4017 | 50.1888 | 88.2124 | 30.6071 | 5.4733 | 49.3294 | 4.0528 | 69.7818 | 7.9538 | 47.5868 | 32.18 | 113.8211 | 172.7816 | 70.0698 | 104.7312
| 17 | 0 | 46.8884 | 11.3435 | 50.0614 | 60.5821 | 61.4883 | 77.0218 | 33.8351 | 2.1346 | 69.4693 | 0.000331 | 47.3433 | 11.4862 | 68.8084 | 20.5523 | 93.3846 | 149.909 | 71.4847 | 120.4393
| 18 | 0 | 28.76 | 13.0475 | 57.0437 | 44.8852 | 60.0303 | 56.455 | 56.1874 | 0 | 75.9307 | 2.822 | 41.5719 | 4.1676 | 159.4967 | 9.2456 | 86.3384 | 146.1165 | 64.0761 | 107.0004
| 19 | 0 | 37.599 | 34.2243 | 101.0312 | 91.9866 | 107.028 | 48.1445 | 125.154 | 1.7233 | 62.352 | 11.3048 | 61.6548 | 0.12059 | 199.1871 | 3.7693 | 116.011 | 160.6927 | 66.5371 | 96.5903
| 20 | 0 | 54.9272 | 44.4029 | 131.9339 | 149.8969 | 159.5506 | 55.2745 | 165.1803 | 3.3161 | 88.2453 | 29.0258 | 67.0795 | 3.5504 | 201.9309 | 40.3325 | 155.8388 | 187.9219 | 91.3454 | 120.5458
| 21 | 0 | 97.0852 | 63.3898 | 165.5795 | 172.7771 | 188.787 | 70.6083 | 166.6303 | 0 | 113.8151 | 54.4945 | 88.8252 | 3.1361 | 201.9369 | 72.5325 | 179.9592 | 198.6132 | 138.2192 | 102.0638
| 22 | 0 | 158.566 | 109.4123 | 159.4517 | 177.6873 | 198.343 | 94.8587 | 157.741 | 0 | 118.7841 | 17.6893 | 39.5622 | 0 | 199.9689 | 73.5971 | 197.4653 | 201.6307 | 155.9037 | 129.9445
| 23 | 0 | 169.8218 | 174.0647 | 154.0107 | 183.6391 | 199.5941 | 98.3119 | 145.7846 | 0.49356 | 123.9886 | 54.8049 | 26.4654 | 4.0705 | 187.9248 | 71.7537 | 191.735 | 195.1285 | 169.7705 | 157.5103
| 24 | 0 | 171.2887 | 180.6606 | 150.7477 | 196.9782 | 198.3584 | 179.63 | 174.3268 | 2.501 | 130.3656 | 87.0808 | 22.084 | 29.7911 | 197.3996 | 96.7768 | 159.7868 | 199.7794 | 173.3478 | 143.0818
25 | 1 | 0 | 148.5604 | 181.3845 | 176.3726 | 193.8699 | 197.3203 | 171.9586 | 195.6085 | 3.4468 | 169.3069 | 58.6657 | 53.8741 | 4.4325 | 202.153 | 94.3342 | 111.1903 | 197.3227 | 158.3528 | 149.0938
| 2 | 0 | 195.862 | 169.7054 | 187.9544 | 192.5211 | 198.7408 | 191.2218 | 199.5307 | 8.1918 | 159.4431 | 39.872 | 103.5016 | 12.6981 | 195.9812 | 122.3914 | 113.9437 | 200.0251 | 159.8452 | 170.7509
| 3 | 0.17055 | 179.3168 | 169.6519 | 194.0699 | 167.8172 | 200.388 | 192.484 | 199.8065 | 21.2796 | 164.1111 | 45.6816 | 144.0944 | 22.0385 | 170.2314 | 69.6733 | 113.569 | 199.5192 | 168.0151 | 177.5447
| 4 | 0.28799 | 171.7359 | 155.3412 | 198.2494 | 158.3838 | 198.9803 | 184.9352 | 200.1177 | 36.3197 | 157.0959 | 46.9084 | 148.6677 | 8.7565 | 173.3043 | 14.398 | 112.6472 | 184.2393 | 192.7799 | 202.5636
| 5 | 0 | 184.8146 | 166.9354 | 199.8582 | 182.0085 | 198.7797 | 195.5137 | 200.4197 | 54.5215 | 132.4915 | 57.9679 | 165.518 | 9.3315 | 173.5626 | 0.28434 | 112.3755 | 163.6785 | 190.8924 | 201.8801
| 6 | 0 | 171.4687 | 188.2386 | 197.1377 | 168.8421 | 187.2388 | 193.0679 | 200.2641 | 51.9367 | 84.9575 | 61.8251 | 190.1625 | 43.8659 | 183.3451 | 7.4974 | 87.9051 | 154.5418 | 187.9585 | 200.564
| 7 | 0.028687 | 177.1854 | 189.2017 | 194.6692 | 157.7953 | 137.208 | 193.432 | 195.6845 | 17.312 | 72.738 | 13.6388 | 189.9671 | 115.2702 | 181.3915 | 9.0987 | 114.8013 | 142.4681 | 194.9571 | 200.3947
| 8 | 32.4841 | 184.5383 | 116.8888 | 195.2169 | 91.7087 | 112.6932 | 194.7535 | 159.5736 | 17.5348 | 72.7471 | 16.1036 | 198.8435 | 82.7745 | 191.3039 | 2.8547 | 123.9796 | 163.1079 | 188.7086 | 201.5819
| 9 | 33.8205 | 185.4184 | 106.7426 | 195.6567 | 125.6732 | 128.7214 | 193.8582 | 192.3376 | 34.5264 | 79.0937 | 19.3168 | 194.8144 | 107.5822 | 173.0787 | 3.2021 | 133.6011 | 196.1465 | 170.4579 | 201.044
| 10 | 4.4745 | 192.2626 | 118.2065 | 192.5831 | 195.6595 | 155.5996 | 177.7805 | 185.3659 | 1.6853 | 97.5084 | 10.1894 | 181.9997 | 77.7222 | 149.4025 | 1.5717 | 112.5064 | 188.5284 | 156.7201 | 195.0763
| 11 | 4.6552 | 182.2555 | 85.088 | 185.4169 | 192.0757 | 155.611 | 139.9192 | 173.8677 | 0 | 99.0274 | 17.1922 | 143.7246 | 44.4163 | 125.7687 | 0.82083 | 71.762 | 183.1688 | 122.2751 | 181.8196
| 12 | 4.4024 | 156.4543 | 89.1849 | 155.9321 | 188.3986 | 94.3517 | 81.5661 | 126.6033 | 0 | 69.6381 | 30.5817 | 110.1348 | 34.7349 | 125.1171 | 3.716 | 49.9364 | 189.3737 | 66.7058 | 138.1316
| 13 | 0 | 132.6068 | 95.5385 | 119.1305 | 189.9965 | 90.7501 | 32.8002 | 81.4504 | 0 | 66.7533 | 16.9847 | 78.4322 | 51.8624 | 139.5077 | 7.1193 | 36.0934 | 188.188 | 35.746 | 90.6681
| 14 | 0 | 89.3812 | 65.4153 | 55.9276 | 187.2118 | 90.7518 | 13.5103 | 61.0706 | 0 | 64.2475 | 19.8064 | 44.8328 | 65.2252 | 126.0752 | 5.4524 | 49.3841 | 187.9865 | 33.3071 | 85.4424
| 15 | 0 | 77.0544 | 45.8842 | 34.3373 | 170.0983 | 134.2361 | 8.114 | 56.8015 | 0 | 71.4457 | 21.5708 | 32.7249 | 47.3517 | 92.5001 | 5.8949 | 34.4516 | 177.4584 | 30.0596 | 82.6087
| 16 | 0 | 70.0532 | 36.6536 | 35.1506 | 145.584 | 146.7546 | 6.7706 | 59.6486 | 1.9358 | 60.4336 | 19.6732 | 25.5184 | 37.4948 | 74.9225 | 4.2017 | 17.3363 | 166.8171 | 30.5392 | 76.0941
| 17 | 11.2212 | 53.0335 | 35.6796 | 18.0509 | 137.9691 | 145.3733 | 10.8602 | 51.758 | 10.3151 | 61.1051 | 9.0797 | 24.3179 | 24.5466 | 105.9975 | 2.1123 | 4.155 | 138.7858 | 25.7731 | 71.2568
| 18 | 92.3347 | 29.8598 | 45.8656 | 30.7797 | 91.6079 | 123.1129 | 8.9046 | 43.1324 | 7.1099 | 51.826 | 2.0244 | 28.1976 | 10.6652 | 139.6169 | 0.27857 | 9.2685 | 125.1346 | 42.1515 | 50.4959
| 19 | 29.564 | 48.1502 | 34.7784 | 58.2499 | 92.3899 | 131.55 | 17.4743 | 82.0795 | 32.656 | 44.5466 | 3.5275 | 37.8744 | 3.5288 | 154.4247 | 1.5949 | 50.1938 | 101.5167 | 84.0025 | 35.6094
| 20 | 34.4416 | 60.1402 | 38.5525 | 97.1781 | 141.1718 | 172.9332 | 53.1272 | 109.7237 | 9.1514 | 83.5728 | 5.1977 | 22.8581 | 8.236 | 139.9893 | 4.0351 | 147.3432 | 96.2404 | 123.7777 | 74.8426
| 21 | 10.5443 | 88.7587 | 52.4659 | 125.2918 | 140.315 | 198.9577 | 109.1089 | 146.991 | 12.5489 | 108.1307 | 29.3219 | 10.8963 | 28.6353 | 135.368 | 0.84396 | 170.0667 | 120.8194 | 153.827 | 101.1784
| 22 | 0.53751 | 113.5717 | 78.8194 | 166.9404 | 176.5339 | 200.3308 | 144.904 | 134.2674 | 18.0797 | 130.9323 | 31.9534 | 0.34698 | 61.7648 | 153.0631 | 0 | 179.5277 | 118.6037 | 154.2264 | 134.9217
| 23 | 0.012217 | 77.2205 | 142.5342 | 192.8871 | 199.7015 | 200.0892 | 160.4191 | 174.1921 | 31.2852 | 155.6804 | 25.2566 | 0.046737 | 12.2348 | 140.1722 | 0.67093 | 199.6723 | 115.2311 | 173.0113 | 140.0475
| 24 | 0.033757 | 69.7908 | 170.8686 | 193.6252 | 199.1422 | 198.7886 | 190.359 | 199.609 | 109.727 | 183.1242 | 17.7412 | 0 | 3.0077 | 122.2601 | 0 | 201.018 | 138.0549 | 185.8628 | 174.485
26 | 1 | 0 | 167.5234 | 128.4476 | 197.0033 | 199.6379 | 198.0825 | 185.5132 | 192.3294 | 61.9466 | 178.6695 | 12.0614 | 2.1431 | 2.6756 | 136.6115 | 0 | 194.2821 | 188.5437 | 176.1796 | 194.2493
| 2 | 0 | 189.5132 | 151.5484 | 196.4127 | 199.8878 | 198.3048 | 181.1935 | 198.6343 | 63.3046 | 190.4949 | 12.6899 | 30.3718 | 0 | 112.8076 | 0.040409 | 202.1373 | 185.098 | 186.742 | 182.6887
| 3 | 0 | 193.5996 | 158.0288 | 197.4631 | 195.8646 | 196.6411 | 194.5675 | 198.2529 | 60.2059 | 186.4126 | 13.4891 | 116.4301 | 3.4836 | 105.2695 | 10.833 | 202.5365 | 174.417 | 196.7186 | 177.3377
| 4 | 0 | 199.1753 | 175.3973 | 197.3296 | 199.8408 | 185.2461 | 190.6531 | 198.1793 | 40.0969 | 189.6724 | 2.896 | 103.8187 | 79.7125 | 154.5559 | 10.9688 | 197.7118 | 164.9446 | 197.002 | 197.0836
| 5 | 0 | 202.1941 | 187.4255 | 197.1604 | 158.729 | 175.244 | 198.2926 | 198.2504 | 75.4554 | 193.5547 | 10.3792 | 126.1573 | 80.3012 | 168.3657 | 1.4494 | 197.5797 | 191.7192 | 197.218 | 198.8673
| 6 | 0 | 201.9918 | 159.5522 | 195.1294 | 135.6271 | 168.6354 | 196.284 | 198.4384 | 128.0593 | 198.124 | 24.3844 | 178.2392 | 93.17 | 139.6606 | 5.9112 | 195.8424 | 156.0294 | 193.8503 | 199.0643
| 7 | 11.8173 | 202.1156 | 167.9537 | 194.6014 | 135.6247 | 193.1794 | 192.46 | 197.6541 | 137.9787 | 195.2403 | 8.8565 | 177.0486 | 75.7189 | 55.6952 | 15.3975 | 196.9908 | 178.8543 | 195.2838 | 200.4155
| 8 | 7.4518 | 201.8186 | 113.855 | 196.1226 | 167.2595 | 152.8592 | 187.4045 | 187.5597 | 86.0135 | 195.1841 | 9.2508 | 140.8302 | 110.6872 | 43.7638 | 19.8458 | 199.9313 | 193.2832 | 198.5777 | 200.5309
| 9 | 7.8035 | 197.8438 | 88.658 | 198.4918 | 200.4417 | 88.7398 | 176.9806 | 154.5102 | 48.571 | 189.8418 | 12.3769 | 109.6215 | 151.384 | 43.7696 | 15.736 | 195.504 | 193.3353 | 167.1942 | 200.1365
| 10 | 0 | 187.3798 | 74.0212 | 193.9197 | 151.7043 | 154.803 | 148.8571 | 121.8393 | 26.7422 | 183.3496 | 15.4141 | 93.0351 | 74.6827 | 152.7675 | 5.8203 | 182.0932 | 201.2326 | 106.4618 | 196.8478
| 11 | 0.66953 | 144.3899 | 72.0467 | 175.0586 | 149.6282 | 192.6528 | 107.0836 | 120.0398 | 50.2229 | 171.9548 | 12.0117 | 92.5653 | 47.3247 | 149.0928 | 2.7211 | 148.531 | 200.063 | 85.7793 | 166.0917
| 12 | 0 | 107.6519 | 129.9968 | 142.7291 | 149.6277 | 183.6147 | 93.5785 | 132.0804 | 44.9187 | 150.9009 | 8.2328 | 66.7846 | 47.3519 | 82.1943 | 1.9963 | 131.0384 | 188.0245 | 94.2968 | 116.7765
| 13 | 0.17276 | 82.4317 | 114.8689 | 111.1339 | 149.6316 | 192.038 | 49.608 | 120.6317 | 35.6877 | 140.4157 | 10.0285 | 47.082 | 33.687 | 49.7737 | 27.7955 | 88.6006 | 179.1996 | 65.8507 | 82.7731
| 14 | 6.146 | 51.9361 | 103.056 | 99.5933 | 155.6782 | 194.7823 | 6.3891 | 87.2076 | 21.0815 | 132.7453 | 11.3584 | 31.3118 | 9.9349 | 33.1745 | 4.0704 | 67.4781 | 169.997 | 49.5139 | 61.5285
| 15 | 13.4571 | 42.7081 | 108.1166 | 104.762 | 164.1752 | 195.5628 | 4.4071 | 73.0322 | 14.4703 | 103.0651 | 21.0482 | 31.4281 | 11.5091 | 19.7895 | 4.7759 | 41.9474 | 169.8405 | 36.1522 | 48.7486
| 16 | 17.8337 | 40.3438 | 80.5619 | 92.2571 | 151.3972 | 193.6512 | 2.6936 | 72.196 | 13.4924 | 109.1717 | 25.0666 | 22.7136 | 19.7475 | 19.7832 | 4.7996 | 47.2513 | 163.7665 | 18.6959 | 51.5355
| 17 | 20.5325 | 28.9002 | 55.5046 | 78.1371 | 139.9587 | 191.6279 | 10.5223 | 60.99 | 25.3491 | 99.4171 | 3.7949 | 19.3549 | 38.1152 | 19.7861 | 5.1046 | 37.8739 | 150.238 | 13.6418 | 54.9736
| 18 | 18.1875 | 21.1387 | 65.6629 | 55.3357 | 116.6593 | 180.1526 | 17.8888 | 45.9483 | 29.4585 | 90.8309 | 59.352 | 13.7103 | 21.1246 | 62.0881 | 5.02 | 29.6031 | 147.8334 | 2.0505 | 60.2312
| 19 | 13.6236 | 29.3192 | 81.6681 | 112.9964 | 115.7871 | 174.8875 | 27.5892 | 81.3714 | 39.0134 | 57.033 | 67.3306 | 13.7346 | 32.337 | 72.0545 | 3.4916 | 62.5487 | 119.2036 | 1.1396 | 106.2848
| 20 | 20.4041 | 24.0716 | 72.4317 | 155.522 | 146.5127 | 151.2548 | 37.9054 | 114.3791 | 52.0408 | 60.8604 | 76.9999 | 14.2295 | 38.6928 | 77.296 | 3.3535 | 120.8656 | 117.7937 | 7.9196 | 87.5876
| 21 | 11.7626 | 32.244 | 88.0944 | 177.1346 | 155.2752 | 166.0437 | 54.6142 | 140.2292 | 62.8824 | 90.6397 | 35.8976 | 24.6458 | 45.9502 | 85.7214 | 6.2392 | 143.0192 | 106.8864 | 20.9533 | 99.5113
| 22 | 19.3531 | 28.6144 | 117.5692 | 189.181 | 154.2544 | 175.7358 | 64.2498 | 140.0215 | 82.8682 | 98.0765 | 34.9058 | 23.8226 | 64.001 | 95.3124 | 2.6633 | 172.581 | 161.9988 | 52.7705 | 178.8498
| 23 | 21.2904 | 41.859 | 142.9211 | 185.6174 | 161.1643 | 197.8113 | 92.5888 | 129.6927 | 76.9586 | 119.8464 | 44.5053 | 12.9223 | 167.513 | 99.7097 | 8.5672 | 173.4256 | 169.9381 | 79.513 | 190.9586
| 24 | 83.8455 | 79.1311 | 161.6291 | 176.2191 | 185.5473 | 200.2545 | 151.5747 | 108.5137 | 139.0434 | 130.6264 | 26.3061 | 0.90805 | 196.4002 | 99.709 | 0.92812 | 170.6578 | 175.4039 | 163.7703 | 197.7784
27 | 1 | 128.6512 | 95.3322 | 188.8242 | 179.4553 | 190.9629 | 173.7914 | 158.2925 | 157.2577 | 171.407 | 163.5564 | 1.7492 | 0 | 161.8194 | 99.7084 | 0.26183 | 188.736 | 195.9864 | 196.5547 | 197.9662
| 2 | 163.2223 | 161.5153 | 151.6627 | 189.9995 | 199.0393 | 129.6415 | 176.5617 | 127.7587 | 188.4316 | 175.6485 | 13.5009 | 0 | 186.409 | 113.4304 | 0.6339 | 199.6832 | 194.4746 | 197.6919 | 195.8656
| 3 | 165.6599 | 164.3768 | 124.6496 | 196.7309 | 200.5845 | 129.6328 | 194.7219 | 144.8804 | 193.3431 | 166.0657 | 29.8149 | 0 | 194.1986 | 182.8257 | 2.2662 | 201.7531 | 196.5332 | 193.868 | 195.5187
| 4 | 137.597 | 194.6875 | 124.6473 | 186.0285 | 200.3161 | 129.6304 | 186.771 | 75.0689 | 186.821 | 184.0625 | 31.3791 | 0 | 149.4534 | 176.1278 | 0.004761 | 199.7611 | 186.6708 | 193.6801 | 195.408
| 5 | 96.6113 | 198.659 | 191.6638 | 169.2495 | 200.5223 | 129.6346 | 186.9486 | 148.9736 | 196.9009 | 195.6823 | 61.3327 | 19.5162 | 146.4192 | 152.7368 | 0.79562 | 184.9878 | 188.2184 | 202.027 | 196.8966
| 6 | 47.2829 | 201.0074 | 172.9319 | 177.4114 | 200.3641 | 129.6315 | 165.9635 | 146.9687 | 201.4839 | 196.1117 | 121.3469 | 33.1284 | 167.0729 | 186.8196 | 1.2549 | 189.67 | 184.7191 | 202.6999 | 199.8746
| 7 | 45.7662 | 196.4542 | 194.1547 | 162.7893 | 127.8419 | 119.4576 | 160.1631 | 150.7001 | 200.0543 | 202.2559 | 121.7793 | 3.8981 | 187.3461 | 189.1648 | 0 | 181.1995 | 181.1733 | 202.696 | 199.9602
| 8 | 32.8372 | 200.6508 | 192.1331 | 141.2686 | 109.6976 | 69.7423 | 149.8371 | 108.1154 | 158.576 | 201.076 | 122.4979 | 0 | 187.7612 | 196.6229 | 0 | 172.2852 | 174.2544 | 202.4577 | 200.1305
| 9 | 33.7926 | 197.8072 | 174.1233 | 109.5614 | 109.7027 | 106.0726 | 161.5762 | 71.9848 | 148.7643 | 197.8072 | 138.6608 | 4.3546 | 160.5544 | 191.0066 | 0 | 126.5299 | 165.553 | 202.2603 | 194.2069
| 10 | 51.2918 | 180.9821 | 152.2095 | 130.4142 | 109.7034 | 191.2065 | 156.9142 | 66.7585 | 129.5264 | 179.6943 | 81.8379 | 0.56958 | 125.6894 | 179.1984 | 0.001462 | 79.5915 | 189.8403 | 200.9115 | 170.0315
| 11 | 45.5909 | 152.2956 | 159.3802 | 125.7558 | 186.9751 | 196.2059 | 135.0081 | 94.2052 | 77.2547 | 150.0653 | 30.7653 | 0.007415 | 112.2005 | 158.5782 | 0.00923 | 61.3661 | 197.0299 | 174.432 | 112.8132
| 12 | 20.7868 | 121.8192 | 118.1766 | 110.6447 | 168.3193 | 195.7264 | 69.898 | 77.5476 | 69.3217 | 100.2865 | 17.6984 | 0.002676 | 91.5563 | 121.2204 | 0 | 66.3871 | 185.4496 | 121.0435 | 60.4526
| 13 | 16.6911 | 90.8286 | 71.1536 | 105.0522 | 139.6312 | 196.2858 | 16.2115 | 59.7466 | 37.3094 | 52.3298 | 5.5403 | 0 | 94.6079 | 131.411 | 0 | 55.4768 | 174.1184 | 108.6126 | 34.0716
| 14 | 26.146 | 58.4576 | 50.5497 | 87.5252 | 125.2621 | 195.8023 | 7.552 | 59.4342 | 4.7783 | 32.3416 | 0.078217 | 0.007641 | 76.8117 | 122.026 | 0.000899 | 32.9827 | 155.6114 | 75.3392 | 31.6561
| 15 | 14.4774 | 53.4144 | 41.4819 | 91.2748 | 102.9301 | 188.4935 | 12.45 | 63.3305 | 2.8154 | 26.6107 | 0 | 0 | 57.6589 | 113.367 | 1.134 | 23.6727 | 142.1663 | 50.3552 | 41.8542
| 16 | 16.0347 | 45.1134 | 39.1892 | 110.2146 | 80.0949 | 179.1526 | 18.0271 | 77.4768 | 4.4473 | 19.2391 | 0.16503 | 0.003931 | 58.7703 | 68.6323 | 0 | 22.7007 | 143.9877 | 38.6146 | 40.1722
| 17 | 15.9205 | 35.5499 | 33.0235 | 95.9948 | 71.2549 | 170.4021 | 22.4694 | 64.2222 | 0 | 19.4607 | 1.3199 | 1.8296 | 65.1349 | 61.052 | 0 | 13.649 | 115.6112 | 37.6273 | 48.2594
| 18 | 20.0491 | 24.7861 | 48.7564 | 94.8144 | 72.6873 | 152.9812 | 17.2313 | 51.1103 | 0 | 32.4155 | 5.6513 | 30.443 | 36.9252 | 86.6917 | 0 | 3.2377 | 115.1405 | 38.6622 | 50.8009
| 19 | 29.0054 | 40.6268 | 83.3552 | 119.4306 | 84.2561 | 162.9797 | 23.7083 | 85.7557 | 0 | 38.8188 | 0.32584 | 6.7234 | 65.9615 | 138.7705 | 0 | 26.0171 | 158.6098 | 62.3453 | 58.3054
| 20 | 43.5087 | 41.314 | 65.7738 | 146.938 | 110.6169 | 140.1662 | 49.5527 | 99.9257 | 0.047058 | 52.5643 | 1.4519 | 9.6675 | 91.1456 | 176.2954 | 0.23251 | 67.4816 | 185.1513 | 72.3818 | 106.4515
| 21 | 77.4415 | 29.6929 | 61.2724 | 176.4793 | 171.0016 | 164.9791 | 72.0719 | 157.0184 | 0.020716 | 66.7058 | 25.6426 | 10.8185 | 87.5294 | 159.0832 | 0.66853 | 74.9755 | 201.8194 | 68.3961 | 147.4842
| 22 | 77.892 | 19.0308 | 163.2587 | 189.698 | 183.547 | 193.2266 | 59.575 | 159.3815 | 4.9474 | 66.6795 | 0.13318 | 7.6598 | 117.3054 | 189.2506 | 0.0001 | 131.178 | 202.1792 | 93.9084 | 139.3902
| 23 | 90.2395 | 24.7295 | 166.4924 | 186.5981 | 199.3768 | 199.1495 | 56.7585 | 181.3343 | 98.5013 | 65.7859 | 1.9964 | 5.3554 | 126.6047 | 197.1786 | 0 | 179.916 | 190.8153 | 186.6873 | 150.781
| 24 | 119.0129 | 63.3766 | 166.971 | 194.0868 | 200.4286 | 199.6305 | 59.7475 | 188.8172 | 172.932 | 111.8413 | 2.6521 | 0.76434 | 95.9242 | 199.9508 | 0.010284 | 201.0113 | 182.2862 | 202.502 | 144.7359
28 | 1 | 122.0763 | 135.3039 | 147.4919 | 196.9415 | 199.5844 | 198.3141 | 56.7516 | 193.3423 | 174.4919 | 165.77 | 11.0603 | 5.0682 | 126.0388 | 197.5573 | 48.9142 | 202.3146 | 190.0171 | 202.0327 | 158.038
| 2 | 92.387 | 177.2274 | 136.5931 | 196.8664 | 191.2432 | 198.0391 | 71.047 | 196.0932 | 169.1591 | 180.4476 | 15.5514 | 9.5383 | 183.3829 | 192.5748 | 51.0738 | 201.8266 | 201.0127 | 201.7259 | 180.3678
| 3 | 73.2831 | 195.8822 | 116.4957 | 197.3772 | 189.8574 | 196.6618 | 46.7782 | 191.8383 | 181.6621 | 183.4826 | 117.2827 | 7.306 | 183.9717 | 172.1896 | 1.0902 | 201.8121 | 201.3689 | 197.9696 | 193.9182
| 4 | 70.574 | 187.0996 | 131.1219 | 197.4997 | 189.2418 | 196.2427 | 51.0633 | 179.7988 | 171.907 | 187.1059 | 17.9052 | 7.4447 | 187.182 | 159.545 | 0 | 202.447 | 186.3152 | 197.0509 | 196.5104
| 5 | 133.8217 | 190.9157 | 174.5372 | 196.3727 | 190.7812 | 196.3609 | 69.0147 | 183.7624 | 149.8623 | 183.5878 | 4.2623 | 10.6169 | 189.9487 | 159.5631 | 0.090263 | 202.4744 | 175.8047 | 201.4936 | 196.1261
| 6 | 162.0221 | 195.3557 | 171.799 | 196.6561 | 194.9577 | 196.2071 | 96.1968 | 184.5132 | 128.2117 | 182.7378 | 0.026975 | 4.2023 | 191.4799 | 159.5681 | 0 | 202.3958 | 170.0079 | 202.5514 | 198.3788
| 7 | 144.6052 | 188.0222 | 191.8868 | 197.2932 | 199.2476 | 196.1781 | 92.7739 | 165.434 | 116.4177 | 173.6584 | 0.11829 | 0.11306 | 196.9182 | 179.6564 | 14.0684 | 201.347 | 155.3341 | 202.5975 | 191.1595
| 8 | 169.1744 | 174.3688 | 194.8319 | 195.9271 | 139.5174 | 196.5723 | 61.5109 | 140.1556 | 124.1473 | 136.1089 | 1.6227 | 0 | 189.7133 | 198.3474 | 46.2226 | 197.289 | 158.8612 | 202.0784 | 182.4637
| 9 | 163.6618 | 145.7353 | 196.1647 | 193.7873 | 129.6556 | 198.6345 | 60.5662 | 145.1861 | 105.1505 | 150.5135 | 0.29696 | 0 | 195.9768 | 194.2864 | 42.2533 | 194.8182 | 169.8251 | 198.8694 | 181.2812
| 10 | 118.2265 | 111.9605 | 196.2201 | 192.1305 | 129.6742 | 196.4954 | 70.5882 | 144.4584 | 76.7752 | 119.5194 | 0.031997 | 0.36858 | 189.8771 | 192.1447 | 39.2826 | 191.2688 | 165.9591 | 195.9385 | 165.533
| 11 | 77.6622 | 86.7066 | 193.3832 | 185.1222 | 129.6837 | 192.525 | 92.9637 | 163.3476 | 50.5911 | 96.9136 | 0 | 0.29201 | 189.4288 | 176.7951 | 62.6614 | 165.816 | 169.6028 | 178.5713 | 139.2082
| 12 | 80.4663 | 50.5808 | 182.7598 | 177.6195 | 150.7232 | 175.1427 | 70.8454 | 167.1711 | 38.1221 | 52.4983 | 0 | 1.6396 | 177.8239 | 163.9622 | 39.8602 | 117.8114 | 150.7899 | 147.8318 | 83.5674
| 13 | 75.9269 | 39.6449 | 172.9724 | 165.2838 | 154.4549 | 137.2924 | 56.0316 | 165.8576 | 28.5043 | 30.4904 | 0.22981 | 0.15373 | 173.6901 | 154.8117 | 29.5247 | 106.4759 | 127.3698 | 119.1888 | 38.0568
| 14 | 109.9115 | 28.5444 | 146.9786 | 143.2977 | 125.3946 | 106.1855 | 29.5585 | 165.8888 | 24.0122 | 26.735 | 11.6345 | 5.5657 | 158.013 | 122.0199 | 15.855 | 81.9898 | 140.1024 | 75.8312 | 48.1925
| 15 | 143.8178 | 23.176 | 129.0446 | 121.6538 | 95.2083 | 77.0537 | 46.5007 | 134.1847 | 29.9978 | 30.9861 | 0.40073 | 2.714 | 139.9571 | 94.4098 | 10.8102 | 61.3986 | 129.6743 | 38.8072 | 56.3315
| 16 | 113.0407 | 25.3939 | 120.031 | 114.4334 | 74.7698 | 70.6916 | 55.8416 | 122.1984 | 28.1917 | 38.9446 | 4e-06 | 2.9747 | 106.3937 | 129.4045 | 61.3166 | 53.0515 | 125.1922 | 23.9037 | 40.3977
| 17 | 87.9079 | 20.4534 | 96.5192 | 103.3772 | 65.203 | 73.5732 | 45.3892 | 112.623 | 26.0781 | 45.5511 | 0 | 0.000212 | 78.5316 | 133.5595 | 100.3908 | 45.9637 | 135.7618 | 16.9453 | 42.1011
| 18 | 53.1017 | 29.1236 | 74.9322 | 112.5054 | 101.8725 | 62.2519 | 50.917 | 96.8136 | 26.2778 | 55.2097 | 0 | 0 | 47.0161 | 131.419 | 122.9927 | 38.0043 | 115.2622 | 25.6456 | 38.8426
| 19 | 76.9226 | 51.6592 | 86.088 | 83.7707 | 113.3569 | 62.4899 | 63.8794 | 89.3851 | 35.7885 | 75.88 | 0 | 0 | 50.7759 | 108.7431 | 141.8858 | 58.941 | 167.2756 | 52.0997 | 40.5381
| 20 | 73.273 | 54.6333 | 65.839 | 61.1557 | 146.9894 | 98.5707 | 109.769 | 144.764 | 43.957 | 108.8678 | 0 | 0.7482 | 60.7192 | 115.1881 | 169.6105 | 107.9375 | 174.1687 | 120.3798 | 52.4665
| 21 | 97.6662 | 53.1277 | 48.2695 | 111.7665 | 168.9778 | 169.0627 | 48.2159 | 178.7506 | 55.4875 | 122.2482 | 0 | 0.25103 | 130.4169 | 160.4995 | 171.3655 | 150.4972 | 196.7977 | 162.7626 | 91.2242
| 22 | 111.777 | 36.5405 | 42.4896 | 165.2465 | 196.6651 | 190.8683 | 55.0772 | 198.3678 | 81.3862 | 125.7328 | 0 | 0.20991 | 158.5817 | 175.9613 | 170.504 | 171.0545 | 200.7231 | 177.9844 | 143.997
| 23 | 118.9509 | 51.8774 | 94.4084 | 192.4992 | 200.1502 | 188.8468 | 179.2566 | 199.5872 | 47.3187 | 128.736 | 3.4761 | 1.2528 | 171.0872 | 190.2528 | 171.5179 | 155.3458 | 198.5537 | 194.8618 | 174.0794
| 24 | 136.9723 | 67.762 | 106.4517 | 197.7246 | 199.4414 | 192.114 | 152.5579 | 198.9351 | 37.8277 | 115.3236 | 7.9646 | 0 | 153.7735 | 197.195 | 171.4965 | 193.0459 | 200.7574 | 202.2583 | 163.1376
29 | 1 | 185.5478 | 73.9949 | 148.7341 | 188.7267 | 199.302 | 195.6101 | 127.6773 | 198.8177 | 27.1462 | 118.8681 | 8.0055 | 3.5337 | 156.6201 | 189.0891 | 171.4446 | 185.1615 | 198.5401 | 202.0556 | 177.2155
| 2 | 200.2435 | 99.939 | 167.5693 | 161.6033 | 190.5965 | 196.2027 | 108.2239 | 198.3031 | 118.7623 | 140.693 | 6.1666 | 9.1424 | 118.4495 | 197.9356 | 171.4321 | 163.106 | 169.9619 | 201.3189 | 144.3029
| 3 | 194.438 | 113.7071 | 181.5117 | 159.9137 | 167.5378 | 196.2592 | 154.1663 | 197.7201 | 180.9527 | 166.4925 | 10.5214 | 12.3631 | 96.6212 | 174.7523 | 170.5496 | 196.1588 | 152.5965 | 201.5353 | 150.511
| 4 | 192.0838 | 84.6589 | 171.8098 | 166.6706 | 167.5367 | 196.145 | 84.5602 | 196.9883 | 157.5418 | 188.5556 | 42.923 | 65.8918 | 107.6531 | 140.6157 | 171.4429 | 186.2115 | 150.3315 | 201.9773 | 138.925
| 5 | 196.4447 | 92.9005 | 148.7613 | 190.6393 | 167.5374 | 195.5195 | 69.8931 | 196.2601 | 110.1317 | 186.6317 | 54.8145 | 26.0883 | 76.8908 | 140.6151 | 171.3437 | 171.4522 | 171.8216 | 201.8333 | 132.2251
| 6 | 201.2991 | 70.6396 | 137.5476 | 186.435 | 155.9371 | 195.4018 | 84.4492 | 198.2989 | 73.661 | 184.0435 | 127.6579 | 9.5956 | 83.6396 | 172.1988 | 171.3369 | 175.1188 | 171.1067 | 200.7242 | 133.8937
| 7 | 200.7628 | 63.7026 | 115.681 | 172.6303 | 111.6731 | 195.7138 | 51.0247 | 198.5204 | 51.9888 | 197.4611 | 171.367 | 66.4182 | 58.6192 | 191.6644 | 170.1232 | 179.0452 | 190.2106 | 193.8062 | 151.5126
| 8 | 193.1587 | 33.6946 | 126.3602 | 192.6329 | 180.0901 | 196.2027 | 35.8122 | 198.6342 | 19.9933 | 174.3994 | 118.949 | 4.4159 | 36.9577 | 183.2892 | 138.6134 | 201.7042 | 196.0364 | 186.0146 | 176.9301
| 9 | 198.4916 | 11.6917 | 109.3394 | 190.4767 | 198.1581 | 195.61 | 31.1247 | 195.4018 | 12.9599 | 151.7599 | 153.7583 | 24.0803 | 43.2604 | 175.0831 | 113.1045 | 196.2184 | 192.3492 | 168.0055 | 182.7005
| 10 | 196.1877 | 8.5801 | 86.7289 | 192.849 | 194.5955 | 193.3097 | 23.2195 | 184.5095 | 17.0695 | 153.9195 | 155.2849 | 25.0458 | 43.576 | 154.6494 | 112.2257 | 178.7968 | 184.8675 | 152.2751 | 146.0862
| 11 | 169.7648 | 5.0069 | 89.7366 | 180.5549 | 194.6079 | 184.3646 | 31.094 | 176.9046 | 10.6512 | 129.3714 | 136.5002 | 31.0547 | 59.6586 | 158.3129 | 108.398 | 179.0412 | 180.1287 | 156.2046 | 94.6343
| 12 | 128.764 | 0.27268 | 81.3302 | 148.0063 | 194.1366 | 176.5743 | 23.5419 | 166.9263 | 15.9023 | 61.3911 | 103.1219 | 24.5418 | 75.9276 | 161.0148 | 109.8005 | 164.403 | 160.9584 | 129.8753 | 101.5499
| 13 | 96.9847 | 15.4749 | 67.627 | 148.9066 | 190.9366 | 158.797 | 20.1847 | 143.1087 | 15.673 | 32.0616 | 75.1436 | 13.7995 | 68.5068 | 163.5043 | 123.6687 | 101.7559 | 152.2222 | 124.1627 | 105.1559
| 14 | 81.4367 | 23.3591 | 49.4975 | 111.9327 | 186.56 | 127.565 | 14.233 | 121.717 | 19.796 | 23.4688 | 63.338 | 9.3347 | 72.8803 | 139.5841 | 128.4777 | 79.503 | 149.7418 | 113.9606 | 88.5004
| 15 | 71.2314 | 17.1239 | 44.3224 | 114.2138 | 184.8813 | 106.2296 | 14.2536 | 95.541 | 21.4361 | 16.5547 | 66.7988 | 9.9662 | 62.9737 | 112.4036 | 102.4907 | 69.2779 | 133.262 | 135.2883 | 101.672
| 16 | 75.3164 | 13.5951 | 41.583 | 92.1228 | 181.1929 | 100.8362 | 17.4938 | 85.2916 | 34.9959 | 8.1308 | 47.7658 | 16.5466 | 48.7049 | 85.703 | 106.0345 | 70.8249 | 130.3605 | 133.2774 | 122.7269
| 17 | 53.4649 | 13.8448 | 32.1942 | 82.1224 | 173.4988 | 92.3271 | 18.6242 | 96.9222 | 38.8198 | 17.5419 | 57.3402 | 6.0463 | 43.4202 | 60.9897 | 91.3562 | 37.6438 | 134.6922 | 127.0562 | 118.033
| 18 | 36.4139 | 7.728 | 41.4398 | 106.4825 | 180.7314 | 73.9787 | 25.9286 | 88.7435 | 36.4425 | 20.9557 | 98.9209 | 1.336 | 96.9138 | 51.4626 | 87.3738 | 21.7161 | 147.4605 | 91.8722 | 96.6305
| 19 | 54.6623 | 4.5602 | 81.8841 | 79.5061 | 187.7497 | 61.2299 | 65.9401 | 119.0772 | 26.4096 | 20.9042 | 94.4867 | 0.11623 | 181.4249 | 67.3859 | 128.5898 | 44.4292 | 178.7736 | 114.1057 | 142.1452
| 20 | 50.9702 | 18.1069 | 95.1795 | 68.2268 | 196.5818 | 75.7799 | 99.3194 | 152.6127 | 25.8132 | 37.6847 | 99.6273 | 0.069279 | 177.8309 | 74.4112 | 182.784 | 72.338 | 194.194 | 152.2 | 160.8548
| 21 | 74.178 | 32.8175 | 122.0648 | 106.082 | 198.3909 | 94.3327 | 89.6455 | 164.7235 | 20.7398 | 49.3074 | 126.1384 | 3.3396 | 180.4103 | 86.1165 | 151.1248 | 81.9919 | 196.9833 | 171.6134 | 185.468
| 22 | 92.3732 | 50.1779 | 158.1064 | 125.5336 | 198.2968 | 115.7024 | 117.8277 | 177.2458 | 34.495 | 59.6866 | 117.9999 | 8.9536 | 179.7637 | 135.6211 | 122.9296 | 151.2551 | 183.4445 | 188.1532 | 198.0611
| 23 | 95.399 | 53.1331 | 172.7895 | 170.4849 | 198.3086 | 138.2347 | 153.6226 | 174.3024 | 47.3896 | 95.9071 | 178.8285 | 10.5829 | 199.8058 | 125.1178 | 144.541 | 138.1961 | 191.343 | 200.4072 | 196.6125
| 24 | 114.2383 | 11.5899 | 197.2198 | 182.0238 | 198.2797 | 187.1038 | 145.2224 | 183.8034 | 48.7937 | 126.0028 | 197.6245 | 18.1163 | 201.7118 | 103.5477 | 158.988 | 143.8898 | 194.6659 | 200.2878 | 200.7658
30 | 1 | 118.7044 | 0.87801 | 189.923 | 188.0893 | 198.3372 | 197.6298 | 159.9811 | 193.9416 | 41.715 | 114.1608 | 200.5809 |  | 200.1921 | 142.5957 | 198.8045 | 137.4907 | 200.4418 | 197.2935 | 202.2802
| 2 | 130.182 | 0 | 174.2675 | 171.3099 | 197.9269 | 198.0828 | 185.1028 | 192.3145 | 66.414 | 141.8178 | 202.1267 |  | 192.6593 | 142.511 | 201.1772 | 104.9266 | 200.4637 | 199.933 | 202.4953
| 3 | 146.2734 | 0.4348 | 183.818 | 166.3582 | 198.0153 | 197.6102 | 184.8043 | 197.8997 | 81.3578 | 143.6653 | 202.4846 |  | 187.1282 | 158.0449 | 171.5229 | 120.1438 | 200.0008 | 199.7256 | 198.0128
| 4 | 162.6945 | 0 | 177.2332 | 159.9253 | 197.9242 | 195.3545 | 183.358 | 198.1379 | 81.2109 | 163.106 | 202.57 |  | 172.9589 | 189.762 | 169.5426 | 111.8431 | 200.4356 | 200.4818 | 202.4011
| 5 | 133.7273 | 3.003 | 176.1687 | 168.1714 | 197.61 | 196.7444 | 165.775 | 198.083 | 111.3323 | 174.1043 | 195.7128 |  | 170.7383 | 165.3807 | 169.5393 | 110.4333 | 200.5359 | 200.5072 | 201.7624
| 6 | 157.6007 | 0.79549 | 187.6176 | 155.9851 | 194.534 | 197.7862 | 128.7564 | 198.0392 | 112.8428 | 187.6403 | 194.6502 |  | 197.2882 | 170.5165 | 169.5392 | 135.1025 | 200.5047 | 200.4985 | 202.3202
| 7 | 180.8379 | 0 | 167.7228 | 184.3204 | 194.6969 | 197.4898 | 76.4578 | 198.0635 | 74.7488 | 99.1289 | 189.6068 |  | 193.8489 | 184.9708 | 169.5434 | 121.1811 | 200.4929 | 200.4665 | 202.3122
| 8 | 171.6019 | 0 | 165.4094 | 170.7799 | 186.48 | 198.3553 | 42.492 | 196.8904 | 78.1033 | 55.1435 | 186.7768 |  | 185.4186 | 191.6817 | 169.5448 | 109.618 | 200.1511 | 199.9167 | 200.4132
| 9 | 162.2494 | 0 | 175.6918 | 165.7294 | 187.2806 | 199.2403 | 27.6391 | 193.2316 | 102.9085 | 42.5019 | 184.5006 |  | 179.9561 | 158.858 | 176.6899 | 89.3374 | 200.3441 | 199.2565 | 200.0626
| 10 | 170.1993 | 0 | 168.7256 | 122.2581 | 185.9925 | 196.6197 | 5.8735 | 178.9703 | 89.3714 | 10.456 | 167.4472 |  | 184.7457 | 115.2462 | 172.6338 | 83.2804 | 199.9123 | 199.1627 | 195.9461
| 11 | 142.8295 | 0.25048 | 130.5657 | 99.6513 | 164.0835 | 191.6879 | 5.2373 | 163.681 | 79.214 | 7.1137 | 130.9978 |  | 177.3959 | 99.9399 | 159.5432 | 63.0313 | 198.94 | 191.075 | 186.6393
| 12 | 103.4922 | 12.8732 | 87.1418 | 97.6739 | 136.2237 | 177.8694 | 2.4847 | 142.1834 | 48.2959 | 1.2616 | 96.1603 |  | 150.3797 | 69.2879 | 123.9598 | 59.394 | 192.3663 | 164.4348 | 176.4738
| 13 | 75.8813 | 20.6618 | 70.3971 | 84.7232 | 134.7128 | 142.2776 | 7.6538 | 89.893 | 34.5891 | 1.315 | 54.2444 |  | 101.3557 | 43.3382 | 99.9904 | 56.3957 | 177.6136 | 132.4626 | 160.1406
| 14 | 50.5505 | 34.4082 | 61.6945 | 116.9859 | 133.4039 | 97.4188 | 7.9618 | 51.639 | 43.7981 | 0.43584 | 26.6496 |  | 58.806 | 15.1184 | 71.5446 | 44.1504 | 154.7219 | 126.5466 | 153.6292
| 15 | 32.4321 | 39.5545 | 46.9632 | 87.6881 | 112.2063 | 64.5048 | 10.0536 | 35.2593 | 52.6135 | 9.2507 | 17.8901 |  | 87.3861 | 10.3049 | 52.9524 | 35.2872 | 125.5664 | 155.709 | 137.2438
| 16 | 34.3379 | 34.1381 | 50.5774 | 51.2243 | 81.0891 | 67.8491 | 13.7546 | 33.0652 | 78.7613 | 17.4446 | 17.6502 |  | 61.7305 | 7.4707 | 60.4696 | 41.2473 | 115.2682 | 157.4424 | 140.9418
| 17 | 38.1093 | 19.1102 | 52.8857 | 32.8813 | 50.2521 | 73.4046 | 16.0869 | 41.2904 | 104.6747 | 3.6269 | 23.5435 |  | 29.6297 | 7.2392 | 54.7034 | 44.5454 | 55.9999 | 173.479 | 146.6545
| 18 | 43.6217 | 3.9232 | 81.9762 | 32.3449 | 36.1358 | 65.8461 | 21.4653 | 42.9593 | 42.7602 | 0.44013 | 27.678 |  | 44.3803 | 47.3101 | 77.4613 | 46.9224 | 76.1462 | 173.1454 | 112.3001
| 19 | 55.8415 | 7.8908 | 83.5152 | 52.2156 | 67.0597 | 55.938 | 49.8227 | 72.1085 | 26.7926 | 0.9389 | 47.5445 |  | 60.1003 | 74.3148 | 79.4379 | 43.6921 | 143.8844 | 173.346 | 120.7368
| 20 | 136.5648 | 6.4981 | 91.8939 | 96.935 | 129.7852 | 67.9279 | 84.3012 | 62.4633 | 41.415 | 1.6103 | 46.6707 |  | 62.1453 | 87.5875 | 132.2118 | 45.1491 | 159.7785 | 166.6537 | 138.112
| 21 | 182.6129 | 34.2196 | 102.9706 | 163.6168 | 189.2072 | 128.3809 | 94.4678 | 51.6508 | 64.8686 | 15.5238 | 48.449 |  | 99.5064 | 84.366 | 178.1423 | 76.2215 | 192.0199 | 178.6265 | 171.1048
| 22 | 191.5439 | 94.146 | 113.4396 | 148.5073 | 187.0418 | 150.1059 | 105.4806 | 71.8853 | 96.0424 | 23.4263 | 41.2621 |  | 83.2348 | 125.4296 | 187.6565 | 97.5709 | 200.1756 | 190.9974 | 193.2321
| 23 | 174.142 | 127.3251 | 130.0078 | 183.0151 | 189.6521 | 175.7384 | 137.267 | 140.5181 | 59.5783 | 5.5123 | 66.4369 |  | 127.1982 | 100.1613 | 138.597 | 119.656 | 199.9058 | 198.5164 | 178.2173
| 24 | 179.544 | 127.3251 | 155.8967 | 198.3532 | 189.9587 | 189.166 | 183.9646 | 121.6385 | 75.6631 | 17.0898 | 119.4543 |  | 159.6668 | 113.6532 | 120.2741 | 131.2645 | 197.0742 | 199.4276 | 187.5726
31 | 1 | 2019-03-01: 179.1872; 2019-05-02: 179.0391; 2019-07-03: 186.9099; 2019-08-03: 196.8876; 2019-10-04: 175.267; 2019-12-05: 9.778; 2020-01-05: 160.7323; 2020-03-07: 185.1298; 2020-05-08: 153.7246; 2020-07-09: 198.6497; 2020-08-09: 200.1274
| 2 | 2019-03-01: 194.379; 2019-05-02: 150.6348; 2019-07-03: 184.6659; 2019-08-03: 198.7762; 2019-10-04: 189.3087; 2019-12-05: 6.7594; 2020-01-05: 148.6411; 2020-03-07: 202.2768; 2020-05-08: 168.8351; 2020-07-09: 197.8655; 2020-08-09: 200.103
| 3 | 2019-03-01: 200.1049; 2019-05-02: 151.1807; 2019-07-03: 195.5546; 2019-08-03: 200.0968; 2019-10-04: 177.8414; 2019-12-05: 10.7674; 2020-01-05: 140.6145; 2020-03-07: 198.7191; 2020-05-08: 162.5371; 2020-07-09: 196.5049; 2020-08-09: 199.9185
| 4 | 2019-03-01: 194.4401; 2019-05-02: 175.2864; 2019-07-03: 198.7815; 2019-08-03: 199.9111; 2019-10-04: 191.0185; 2019-12-05: 19.0346; 2020-01-05: 146.6966; 2020-03-07: 173.3155; 2020-05-08: 170.9212; 2020-07-09: 194.8587; 2020-08-09: 189.2559
| 5 | 2019-03-01: 141.8884; 2019-05-02: 151.1645; 2019-07-03: 199.792; 2019-08-03: 199.1664; 2019-10-04: 191.2455; 2019-12-05: 15.5011; 2020-01-05: 152.9676; 2020-03-07: 182.7895; 2020-05-08: 142.2859; 2020-07-09: 196.6289; 2020-08-09: 170.4769
| 6 | 2019-03-01: 113.9372; 2019-05-02: 143.75; 2019-07-03: 199.7113; 2019-08-03: 198.6155; 2019-10-04: 195.3838; 2019-12-05: 1.4362; 2020-01-05: 141.3265; 2020-03-07: 179.2699; 2020-05-08: 64.647; 2020-07-09: 191.7347; 2020-08-09: 160.2022
| 7 | 2019-03-01: 125.7042; 2019-05-02: 141.6342; 2019-07-03: 199.6104; 2019-08-03: 199.1033; 2019-10-04: 190.2023; 2019-12-05: 4.8202; 2020-01-05: 135.8233; 2020-03-07: 130.9434; 2020-05-08: 12.2045; 2020-07-09: 190.0554; 2020-08-09: 198.9151
| 8 | 2019-03-01: 125.5765; 2019-05-02: 133.5633; 2019-07-03: 196.4049; 2019-08-03: 191.5997; 2019-10-04: 191.4481; 2019-12-05: 1.0597; 2020-01-05: 117.6196; 2020-03-07: 156.9062; 2020-05-08: 10.6546; 2020-07-09: 165.3999; 2020-08-09: 200.194
| 9 | 2019-03-01: 102.3427; 2019-05-02: 104.6149; 2019-07-03: 182.5048; 2019-08-03: 164.5663; 2019-10-04: 164.4047; 2019-12-05: 3.8333; 2020-01-05: 110.105; 2020-03-07: 195.7352; 2020-05-08: 29.7709; 2020-07-09: 189.8715; 2020-08-09: 200.1732
| 10 | 2019-03-01: 98.026; 2019-05-02: 97.256; 2019-07-03: 182.9492; 2019-08-03: 164.5833; 2019-10-04: 112.3059; 2019-12-05: 0.91421; 2020-01-05: 65.5207; 2020-03-07: 194.926; 2020-05-08: 176.1084; 2020-07-09: 172.1272; 2020-08-09: 197.1358
| 11 | 2019-03-01: 76.9036; 2019-05-02: 77.8513; 2019-07-03: 159.3262; 2019-08-03: 176.8941; 2019-10-04: 89.4394; 2019-12-05: 18.4499; 2020-01-05: 61.2046; 2020-03-07: 190.8239; 2020-05-08: 169.1529; 2020-07-09: 171.8904; 2020-08-09: 199.1962
| 12 | 2019-03-01: 77.2627; 2019-05-02: 65.9214; 2019-07-03: 120.0357; 2019-08-03: 148.7718; 2019-10-04: 84.2796; 2019-12-05: 11.2434; 2020-01-05: 44.1598; 2020-03-07: 182.9276; 2020-05-08: 124.9505; 2020-07-09: 182.7442; 2020-08-09: 196.5491
| 13 | 2019-03-01: 63.1369; 2019-05-02: 60.5174; 2019-07-03: 106.1653; 2019-08-03: 110.3516; 2019-10-04: 65.2545; 2019-12-05: 4.3112; 2020-01-05: 20.4226; 2020-03-07: 136.9259; 2020-05-08: 85.6119; 2020-07-09: 165.9088; 2020-08-09: 189.4776
| 14 | 2019-03-01: 64.7593; 2019-05-02: 41.4543; 2019-07-03: 96.0905; 2019-08-03: 66.7575; 2019-10-04: 44.8209; 2019-12-05: 7.3761; 2020-01-05: 9.6225; 2020-03-07: 132.0921; 2020-05-08: 52.5976; 2020-07-09: 158.0358; 2020-08-09: 192.1618
| 15 | 2019-03-01: 68.0184; 2019-05-02: 27.8678; 2019-07-03: 82.0063; 2019-08-03: 49.7629; 2019-10-04: 34.8117; 2019-12-05: 72.835; 2020-01-05: 1.0507; 2020-03-07: 128.6694; 2020-05-08: 36.4894; 2020-07-09: 158.1607; 2020-08-09: 190.8358
| 16 | 2019-03-01: 65.1328; 2019-05-02: 28.847; 2019-07-03: 66.6607; 2019-08-03: 44.7043; 2019-10-04: 32.1715; 2019-12-05: 52.3722; 2020-01-05: 5.5938; 2020-03-07: 94.0588; 2020-05-08: 31.8839; 2020-07-09: 165.8459; 2020-08-09: 196.0649
| 17 | 2019-03-01: 47.9115; 2019-05-02: 25.1062; 2019-07-03: 59.3778; 2019-08-03: 41.6155; 2019-10-04: 36.4453; 2019-12-05: 8.5158; 2020-01-05: 30.3706; 2020-03-07: 107.5435; 2020-05-08: 30.5972; 2020-07-09: 156.8652; 2020-08-09: 197.8216
| 18 | 2019-03-01: 24.6824; 2019-05-02: 30.6344; 2019-07-03: 57.3451; 2019-08-03: 36.3799; 2019-10-04: 36.2216; 2019-12-05: 23.8674; 2020-01-05: 39.4119; 2020-03-07: 103.0492; 2020-05-08: 61.1574; 2020-07-09: 130.822; 2020-08-09: 183.3366
| 19 | 2019-03-01: 26.2566; 2019-05-02: 37.461; 2019-07-03: 84.7791; 2019-08-03: 52.3937; 2019-10-04: 48.9837; 2019-12-05: 0.007823; 2020-01-05: 19.8753; 2020-03-07: 134.6361; 2020-05-08: 74.6863; 2020-07-09: 116.4075; 2020-08-09: 140.0472
| 20 | 2019-03-01: 34.0856; 2019-05-02: 35.7247; 2019-07-03: 131.923; 2019-08-03: 81.5683; 2019-10-04: 62.0647; 2019-12-05: 0; 2020-01-05: 22.9926; 2020-03-07: 181.0115; 2020-05-08: 76.0364; 2020-07-09: 127.6861; 2020-08-09: 167.4569
| 21 | 2019-03-01: 86.535; 2019-05-02: 49.2388; 2019-07-03: 153.3469; 2019-08-03: 111.7561; 2019-10-04: 94.2914; 2019-12-05: 3.8673; 2020-01-05: 19.5912; 2020-03-07: 129.8525; 2020-05-08: 93.3073; 2020-07-09: 175.0251; 2020-08-09: 202.0631
| 22 | 2019-03-01: 104.6633; 2019-05-02: 38.853; 2019-07-03: 180.5141; 2019-08-03: 144.7544; 2019-10-04: 116.7769; 2019-12-05: 32.1114; 2020-01-05: 16.6341; 2020-03-07: 52.1978; 2020-05-08: 90.3687; 2020-07-09: 201.6094; 2020-08-09: 202.3943
| 23 | 2019-03-01: 120.5534; 2019-05-02: 47.6123; 2019-07-03: 193.8665; 2019-08-03: 171.2823; 2019-10-04: 170.3181; 2019-12-05: 26.7704; 2020-01-05: 0.046414; 2020-03-07: 90.0296; 2020-05-08: 82.6504; 2020-07-09: 201.7454; 2020-08-09: 202.3285
| 24 | 2019-03-01: 160.1459; 2019-05-02: 94.8224; 2019-07-03: 193.9056; 2019-08-03: 167.5353; 2019-10-04: 190.0618; 2019-12-05: 68.6878; 2020-01-05: 0.00015; 2020-03-07: 114.1084; 2020-05-08: 75.412; 2020-07-09: 202.544; 2020-08-09: 202.3735
TOTAL |  | 38680.6901 | 41926.9247 | 68399.1544 | 101402.3634 | 97970.9735 | 114404.9488 | 94747.7163 | 86518.2728 | 61960.6756 | 62525.9518 | 24418.6157 | 32496.9622 | 31035.4071 | 49113.3937 | 71953.3449 | 95221.532 | 118067.7023 | 118245.4303 | 103196.1699

## ER
Emission Reductions
Year | Net electricity generation | Emission factor of the grid | Baseline emissions or removals | Project emissions or removals | Leakage emissions | Net GHG emission reductions or removals
| (MWh) | (tCO2e/MWh) | (tCO2e) | (tCO2e) | (tCO2e) | (tCO2e)
01 Mar 2019 - 31 Dec 2019 | 748880.3542 | 0.41856 | 313453.2619 | 0 | 0 | 313453.2619
01 Jan 2020 - 30 Sep 2020 | 626255.612 | 0.33454 | 209510.4089 | 0 | 0 | 209510.4089
Total | 1375135.9662 | 0.37655 | 522963.6708 | 0 | 0 | 522963.6708
Net Electricity Generated
Month | 2019 | 2020
January |  | 23670.593
February |  | 31445.895
March | 37570.3194 | 30022.82
April | 40668.951 | 47503.525
May | 66338.1886 | 69657.999
June | 98621.816 | 92609.68
July | 95734.2446 | 115143.86
August | 111779.6302 | 115347.84
September | 92618.8065 | 100853.4
October | 84405.77
November | 60484.518
December | 60658.11
TOTAL | 748880.3542 | 626255.612
CO2 Emission Factor of the Grid
Year | EFgrid,OM,y | EFgrid,BM,y | EFgrid,CM,y
2019 | 0.52408 | 0.102 | 0.41856
2020 | 0.41206 | 0.102 | 0.33454
AVERAGE | 0.46807 | 0.102 | 0.37655

## EF2019
Grid Emission Factor Calculation
Monitored parameter or determined ex-post
Validated parameter
| EGPJ,h = | 768537.6714 | MWh/year
| EGPJ,y = | 768537.6714 | MWh/year
Combined Margin Emission Factor
| wOM = | 0.75 | According to TOOL07 |  | EFgrid,CM,2019 = | 0.41856 | tCO2/MWh
| wBM = | 0.25 | According to TOOL07
Build Margin (BM)
| EFgrid,BM,2019 = | 0.102 | tCO2/MWh
Operation Margin (OM)
| EFgrid,OM,2019 = | 0.52408 | tCO2/MWh
Hourly emission factor of the grid (EFEL,DD,h in tCO2/MWh)
| Day | Hour | 2019
|  |  | March |  |  | April |  |  | May |  |  | June |  |  | July |  |  | August |  |  | September |  |  | October |  |  | November |  |  | December
|  |  | EFEL,DD,h | EGPJ,h | EFEL,DD,h x EGPJ,h | EFEL,DD,h | EGPJ,h | EFEL,DD,h x EGPJ,h | EFEL,DD,h | EGPJ,h | EFEL,DD,h x EGPJ,h | EFEL,DD,h | EGPJ,h | EFEL,DD,h x EGPJ,h | EFEL,DD,h | EGPJ,h | EFEL,DD,h x EGPJ,h | EFEL,DD,h | EGPJ,h | EFEL,DD,h x EGPJ,h | EFEL,DD,h | EGPJ,h | EFEL,DD,h x EGPJ,h | EFEL,DD,h | EGPJ,h | EFEL,DD,h x EGPJ,h | EFEL,DD,h | EGPJ,h | EFEL,DD,h x EGPJ,h | EFEL,DD,h | EGPJ,h | EFEL,DD,h x EGPJ,h
| 1 | 1 | 0.5531 | 4.293 | 2.3744 | 0.4497 | 180.5594 | 81.1975 | 0.5695 | 191.3609 | 108.98 | 0.4304 | 155.2232 | 66.8081 | 0.5843 | 173.1785 | 101.1882 | 0.5369 | 195.2866 | 104.8494 | 0.5477 | 192.613 | 105.4942 | 0.4983 | 188.794 | 94.0761 | 0.5935 | 183.3015 | 108.7894 | 0.5879 | 78.4835 | 46.1404
|  | 2 | 0.5602 | 2.4205 | 1.356 | 0.4772 | 185.4969 | 88.5191 | 0.5972 | 171.6432 | 102.5053 | 0.4264 | 163.6566 | 69.7832 | 0.5873 | 148.9426 | 87.474 | 0.5219 | 190.6184 | 99.4837 | 0.556 | 187.5968 | 104.3038 | 0.5069 | 197.69 | 100.2091 | 0.5743 | 190.037 | 109.1382 | 0.5975 | 47.7244 | 28.5153
|  | 3 | 0.563 | 0 | 0 | 0.4905 | 131.8277 | 64.6615 | 0.6035 | 109.5963 | 66.1414 | 0.4312 | 153.3923 | 66.1428 | 0.6003 | 193.3455 | 116.0653 | 0.512 | 196.941 | 100.8338 | 0.54 | 198.8185 | 107.362 | 0.5133 | 193.3709 | 99.2573 | 0.5739 | 195.1953 | 112.0226 | 0.6059 | 35.1563 | 21.3012
|  | 4 | 0.5604 | 0 | 0 | 0.5031 | 84.9964 | 42.7617 | 0.6194 | 76.7056 | 47.5115 | 0.4382 | 154.5147 | 67.7084 | 0.6192 | 189.7023 | 117.4636 | 0.516 | 191.7558 | 98.946 | 0.5283 | 199.7366 | 105.5208 | 0.5156 | 194.9615 | 100.5222 | 0.5734 | 196.4228 | 112.6288 | 0.6087 | 40.5976 | 24.7117
|  | 5 | 0.5605 | 0 | 0 | 0.5276 | 79.2401 | 41.8071 | 0.6007 | 73.457 | 44.1256 | 0.4429 | 138.6917 | 61.4265 | 0.6201 | 185.8755 | 115.2614 | 0.5161 | 185.6694 | 95.824 | 0.5298 | 199.0247 | 105.4433 | 0.5153 | 195.2051 | 100.5892 | 0.5735 | 197.5988 | 113.3229 | 0.611 | 76.807 | 46.9291
|  | 6 | 0.5549 | 0 | 0 | 0.5041 | 69.628 | 35.0995 | 0.6091 | 45.9709 | 28.0009 | 0.442 | 131.9523 | 58.3229 | 0.6234 | 176.7153 | 110.1643 | 0.5181 | 185.7806 | 96.2529 | 0.5306 | 198.1663 | 105.147 | 0.5108 | 177.829 | 90.835 | 0.5733 | 170.0096 | 97.4665 | 0.5911 | 81.4672 | 48.1553
|  | 7 | 0.5536 | 1.8768 | 1.039 | 0.4888 | 64.1084 | 31.3362 | 0.6244 | 45.3231 | 28.2997 | 0.4384 | 125.6897 | 55.1024 | 0.6349 | 170.2639 | 108.1005 | 0.5441 | 181.6962 | 98.8609 | 0.5352 | 190.1889 | 101.7891 | 0.5029 | 135.3337 | 68.0593 | 0.5735 | 163.3594 | 93.6866 | 0.5862 | 79.0292 | 46.3269
|  | 8 | 0.5486 | 0.20263 | 0.11116 | 0.463 | 66.9588 | 31.0019 | 0.6354 | 46.9688 | 29.844 | 0.4232 | 121.2591 | 51.3169 | 0.6393 | 178.4009 | 114.0517 | 0.535 | 183.784 | 98.3244 | 0.536 | 164.3713 | 88.103 | 0.4938 | 140.6774 | 69.4665 | 0.5978 | 138.5208 | 82.8078 | 0.5933 | 63.7875 | 37.8451
|  | 9 | 0.5375 | 0 | 0 | 0.4159 | 147.5402 | 61.362 | 0.6305 | 32.3383 | 20.3893 | 0.3961 | 97.5427 | 38.6367 | 0.6453 | 169.7055 | 109.511 | 0.527 | 176.4302 | 92.9787 | 0.5287 | 166.4254 | 87.9891 | 0.4921 | 124.7607 | 61.3947 | 0.6085 | 109.5642 | 66.6698 | 0.6093 | 48.6638 | 29.6509
|  | 10 | 0.5365 | 0.029118 | 0.015622 | 0.3881 | 101.4014 | 39.3539 | 0.6232 | 48.2842 | 30.0907 | 0.3775 | 91.6974 | 34.6158 | 0.6438 | 124.3323 | 80.0451 | 0.5403 | 163.048 | 88.0948 | 0.5229 | 155.3256 | 81.2198 | 0.5133 | 113.1566 | 58.0833 | 0.5946 | 73.1651 | 43.504 | 0.6223 | 28.8372 | 17.9454
|  | 11 | 0.5352 | 0.016494 | 0.0088276 | 0.3708 | 75.7291 | 28.0804 | 0.6216 | 68.3898 | 42.5111 | 0.3648 | 84.9011 | 30.9719 | 0.659 | 104.2783 | 68.7194 | 0.5501 | 178.317 | 98.0922 | 0.5369 | 108.6348 | 58.326 | 0.5445 | 96.6851 | 52.645 | 0.5891 | 38.0218 | 22.3987 | 0.629 | 27.6236 | 17.3752
|  | 12 | 0.5348 | 1.2772 | 0.68307 | 0.3629 | 54.2018 | 19.6698 | 0.6165 | 53.2174 | 32.8085 | 0.359 | 58.0844 | 20.8523 | 0.6623 | 104.0505 | 68.9127 | 0.5513 | 179.6701 | 99.0521 | 0.555 | 57.3589 | 31.8342 | 0.5627 | 84.4396 | 47.5142 | 0.5892 | 25.7379 | 15.1648 | 0.6309 | 21.822 | 13.7675
|  | 13 | 0.5364 | 1.7389 | 0.93274 | 0.382 | 49.1056 | 18.7583 | 0.589 | 33.7084 | 19.8542 | 0.3585 | 49.5568 | 17.7661 | 0.6357 | 94.6991 | 60.2002 | 0.5494 | 155.7761 | 85.5834 | 0.5547 | 24.3056 | 13.4823 | 0.558 | 66.8411 | 37.2973 | 0.5893 | 16.687 | 9.8336 | 0.631 | 41.8708 | 26.4205
|  | 14 | 0.5418 | 8.575 | 4.6459 | 0.3946 | 26.9302 | 10.6267 | 0.5675 | 32.3519 | 18.3597 | 0.3559 | 39.6008 | 14.0939 | 0.6436 | 76.5264 | 49.2524 | 0.553 | 126.7581 | 70.0972 | 0.5531 | 14.2051 | 7.8568 | 0.5659 | 61.4728 | 34.7875 | 0.5898 | 12.3162 | 7.2641 | 0.6295 | 47.9876 | 30.2082
|  | 15 | 0.5488 | 11.5849 | 6.3578 | 0.3872 | 27.1422 | 10.5094 | 0.5611 | 35.0718 | 19.6788 | 0.3567 | 37.1975 | 13.2683 | 0.6486 | 75.0966 | 48.7077 | 0.5621 | 107.8059 | 60.5977 | 0.5511 | 4.0546 | 2.2345 | 0.5672 | 54.2164 | 30.7515 | 0.5902 | 12.1599 | 7.1768 | 0.629 | 48.9277 | 30.7755
|  | 16 | 0.5507 | 17.5686 | 9.675 | 0.3882 | 12.4432 | 4.8305 | 0.5595 | 36.1147 | 20.2062 | 0.3239 | 22.9608 | 7.437 | 0.6459 | 84.7593 | 54.7461 | 0.5705 | 99.7333 | 56.8978 | 0.5566 | 4.1453 | 2.3072 | 0.5673 | 51.9212 | 29.4549 | 0.5889 | 13.4791 | 7.9379 | 0.6288 | 44.2323 | 27.8133
|  | 17 | 0.5525 | 23.9052 | 13.2076 | 0.3955 | 13.8278 | 5.4689 | 0.5585 | 45.9108 | 25.6412 | 0.3191 | 16.2255 | 5.1776 | 0.6438 | 87.8866 | 56.5814 | 0.5704 | 87.3649 | 49.8329 | 0.5514 | 3.235 | 1.7838 | 0.5671 | 59.6317 | 33.8172 | 0.5865 | 18.6513 | 10.939 | 0.6278 | 54.9212 | 34.4795
|  | 18 | 0.5646 | 0.97327 | 0.54951 | 0.4176 | 19.3222 | 8.0689 | 0.5136 | 25.9353 | 13.3204 | 0.2974 | 19.7042 | 5.86 | 0.6436 | 91.914 | 59.1559 | 0.5604 | 81.3979 | 45.6154 | 0.5376 | 11.5151 | 6.1905 | 0.5651 | 60.3887 | 34.1256 | 0.6006 | 22.9877 | 13.8064 | 0.6182 | 35.3297 | 21.8408
|  | 19 | 0.5694 | 1.8118 | 1.0317 | 0.4128 | 23.3576 | 9.642 | 0.4544 | 33.3835 | 15.1695 | 0.2712 | 36.2013 | 9.8178 | 0.6315 | 118.3995 | 74.7693 | 0.5778 | 94.1822 | 54.4185 | 0.5436 | 38.9515 | 21.174 | 0.5615 | 88.0444 | 49.4369 | 0.6036 | 34.0486 | 20.5517 | 0.6019 | 35.6605 | 21.464
|  | 20 | 0.5628 | 0.46593 | 0.26223 | 0.4108 | 16.9679 | 6.9704 | 0.4677 | 111.7268 | 52.2546 | 0.2809 | 36.0563 | 10.1282 | 0.6217 | 169.6536 | 105.4736 | 0.5682 | 133.614 | 75.9195 | 0.5429 | 92.4668 | 50.2002 | 0.559 | 125.1671 | 69.9684 | 0.5984 | 39.8127 | 23.8239 | 0.601 | 50.24 | 30.1942
|  | 21 | 0.5642 | 0.030004 | 0.016928 | 0.4118 | 5.3217 | 2.1915 | 0.4805 | 95.7102 | 45.9888 | 0.2954 | 25.7935 | 7.6194 | 0.6171 | 158.0127 | 97.5097 | 0.5536 | 152.7825 | 84.5804 | 0.548 | 99.1962 | 54.3595 | 0.5641 | 169.5542 | 95.6455 | 0.6039 | 44.6392 | 26.9576 | 0.601 | 62.1781 | 37.369
|  | 22 | 0.5662 | 8.9822 | 5.0857 | 0.408 | 4.038 | 1.6475 | 0.4943 | 86.9707 | 42.9896 | 0.3067 | 39.6847 | 12.1713 | 0.619 | 148.9641 | 92.2088 | 0.5523 | 171.629 | 94.7907 | 0.556 | 126.0499 | 70.0838 | 0.5649 | 194.0324 | 109.6089 | 0.6021 | 89.3547 | 53.8004 | 0.6007 | 35.7469 | 21.4731
|  | 23 | 0.5696 | 8.3312 | 4.7454 | 0.4239 | 28.3352 | 12.0113 | 0.5146 | 65.6333 | 33.7749 | 0.3228 | 97.8348 | 31.5811 | 0.6316 | 179.3552 | 113.2807 | 0.5474 | 196.5568 | 107.5952 | 0.5759 | 150.3273 | 86.5735 | 0.57 | 194.478 | 110.8525 | 0.5989 | 127.0168 | 76.0704 | 0.6008 | 31.3343 | 18.8256
|  | 24 | 0.5745 | 5.1623 | 2.9657 | 0.4626 | 34.131 | 15.789 | 0.5534 | 100.7864 | 55.7752 | 0.3478 | 131.9399 | 45.8887 | 0.6123 | 140.4199 | 85.9791 | 0.5282 | 197.2424 | 104.1834 | 0.57 | 151.5265 | 86.3701 | 0.5705 | 180.6945 | 103.0862 | 0.5902 | 174.8811 | 103.2148 | 0.61 | 40.4177 | 24.6548
| 2 | 1 | 0.5621 | 20.6174 | 11.589 | 0.4972 | 9.7261 | 4.8358 | 0.5799 | 103.2844 | 59.8946 | 0.3736 | 142.7967 | 53.3489 | 0.6138 | 120.3846 | 73.8921 | 0.5432 | 197.6936 | 107.3872 | 0.5463 | 183.6805 | 100.3446 | 0.5604 | 150.9617 | 84.5989 | 0.5679 | 185.8029 | 105.5175 | 0.626 | 33.7134 | 21.1046
|  | 2 | 0.5656 | 13.7451 | 7.7742 | 0.5231 | 21.0861 | 11.0302 | 0.6035 | 117.8864 | 71.1444 | 0.397 | 155.37 | 61.6819 | 0.5953 | 138.1503 | 82.2409 | 0.5222 | 197.6729 | 103.2248 | 0.5296 | 199.5036 | 105.6571 | 0.5278 | 183.5586 | 96.8822 | 0.5661 | 177.7903 | 100.6471 | 0.6231 | 48.0073 | 29.9133
|  | 3 | 0.5705 | 2.0147 | 1.1494 | 0.5802 | 8.2537 | 4.7888 | 0.6146 | 135.7895 | 83.4562 | 0.4179 | 146.2185 | 61.1047 | 0.5841 | 107.58 | 62.8375 | 0.5166 | 196.1856 | 101.3495 | 0.5293 | 197.5441 | 104.5601 | 0.5059 | 186.9735 | 94.5899 | 0.5535 | 190.5241 | 105.4551 | 0.6147 | 50.108 | 30.8014
|  | 4 | 0.5737 | 2.5373 | 1.4556 | 0.5935 | 4.5927 | 2.7258 | 0.6177 | 94.1017 | 58.1266 | 0.4528 | 171.1424 | 77.4933 | 0.5825 | 115.9456 | 67.5383 | 0.518 | 193.5094 | 100.2379 | 0.5297 | 195.042 | 103.3137 | 0.5084 | 187.3522 | 95.2498 | 0.5481 | 197.2114 | 108.0915 | 0.6089 | 53.5184 | 32.5873
|  | 5 | 0.5777 | 6.1252 | 3.5385 | 0.5969 | 0.27504 | 0.16417 | 0.6201 | 72.8475 | 45.1727 | 0.4675 | 177.3517 | 82.9119 | 0.6033 | 127.9344 | 77.1828 | 0.5179 | 196.3768 | 101.7035 | 0.5277 | 198.2506 | 104.6168 | 0.5076 | 184.9418 | 93.8765 | 0.5492 | 200.4245 | 110.0731 | 0.6084 | 118.9691 | 72.3808
|  | 6 | 0.5798 | 3.3796 | 1.9595 | 0.5919 | 1.054 | 0.62384 | 0.6017 | 79.9081 | 48.0807 | 0.4781 | 178.6053 | 85.3912 | 0.6004 | 112.9128 | 67.7929 | 0.5227 | 195.4596 | 102.1668 | 0.5358 | 199.3042 | 106.7872 | 0.5049 | 199.6472 | 100.8019 | 0.5534 | 200.6588 | 111.0446 | 0.6083 | 108.8234 | 66.1973
|  | 7 | 0.5846 | 2.4547 | 1.435 | 0.5907 | 0.98266 | 0.58046 | 0.562 | 79.0896 | 44.4484 | 0.4977 | 167.0729 | 83.1522 | 0.6076 | 106.7873 | 64.884 | 0.5443 | 196.3128 | 106.8531 | 0.5557 | 199.6664 | 110.9546 | 0.5224 | 200.1675 | 104.5675 | 0.558 | 199.9952 | 111.5973 | 0.6214 | 104.9183 | 65.1962
|  | 8 | 0.5793 | 8.8346 | 5.1179 | 0.5734 | 0.82882 | 0.47525 | 0.516 | 89.9816 | 46.4305 | 0.4993 | 170.3923 | 85.0769 | 0.6149 | 106.8158 | 65.681 | 0.535 | 197.8506 | 105.8501 | 0.5713 | 199.0862 | 113.7379 | 0.5489 | 199.5055 | 109.5086 | 0.5519 | 148.1656 | 81.7726 | 0.6064 | 93.8274 | 56.897
|  | 9 | 0.5684 | 2.4657 | 1.4015 | 0.5252 | 10.0486 | 5.2775 | 0.4726 | 103.7282 | 49.0219 | 0.4857 | 162.8815 | 79.1115 | 0.6214 | 91.3928 | 56.7915 | 0.5279 | 197.7255 | 104.3793 | 0.567 | 186.5491 | 105.7733 | 0.5819 | 190.2431 | 110.7025 | 0.5539 | 132.7178 | 73.5124 | 0.5955 | 54.2323 | 32.2953
|  | 10 | 0.5596 | 0.87398 | 0.48908 | 0.5041 | 14.2978 | 7.2075 | 0.4492 | 91.9329 | 41.2963 | 0.4678 | 116.7096 | 54.5968 | 0.6289 | 87.0344 | 54.7359 | 0.5441 | 187.245 | 101.88 | 0.5551 | 159.9754 | 88.8023 | 0.5836 | 179.0973 | 104.5212 | 0.5487 | 149.6207 | 82.0969 | 0.5907 | 24.1569 | 14.2695
|  | 11 | 0.5551 | 2.3559 | 1.3077 | 0.4883 | 31.4174 | 15.3411 | 0.4321 | 72.2449 | 31.217 | 0.4403 | 81.6535 | 35.952 | 0.6414 | 97.9089 | 62.7987 | 0.5524 | 177.1937 | 97.8818 | 0.5583 | 132.8761 | 74.1847 | 0.5849 | 154.9068 | 90.605 | 0.5581 | 142.2289 | 79.3779 | 0.589 | 13.4113 | 7.8993
|  | 12 | 0.5536 | 0.040374 | 0.022351 | 0.4849 | 26.2838 | 12.745 | 0.4298 | 47.3673 | 20.3585 | 0.4156 | 41.9696 | 17.4425 | 0.6451 | 72.0598 | 46.4858 | 0.5535 | 160.2498 | 88.6982 | 0.5598 | 77.806 | 43.5558 | 0.5854 | 130.2199 | 76.2307 | 0.5617 | 119.3173 | 67.0205 | 0.5872 | 6.7335 | 3.9539
|  | 13 | 0.5542 | 0 | 0 | 0.4964 | 31.1195 | 15.4477 | 0.4473 | 43.2593 | 19.3499 | 0.4052 | 40.3301 | 16.3418 | 0.6456 | 45.6628 | 29.4799 | 0.5519 | 132.3875 | 73.0646 | 0.5618 | 41.2521 | 23.1755 | 0.5854 | 107.5079 | 62.9351 | 0.5653 | 95.8351 | 54.1756 | 0.5912 | 9.1338 | 5.3999
|  | 14 | 0.5551 | 0 | 0 | 0.4786 | 34.6169 | 16.5676 | 0.4494 | 50.3582 | 22.631 | 0.4054 | 41.759 | 16.9291 | 0.641 | 33.89 | 21.7235 | 0.5568 | 99.5795 | 55.4459 | 0.5645 | 25.1604 | 14.203 | 0.5808 | 61.1174 | 35.497 | 0.5698 | 73.4116 | 41.8299 | 0.589 | 9.5228 | 5.6089
|  | 15 | 0.566 | 0.12308 | 0.06966 | 0.4633 | 38.783 | 17.9682 | 0.4569 | 51.5263 | 23.5424 | 0.4038 | 23.6768 | 9.5607 | 0.6324 | 21.8506 | 13.8183 | 0.569 | 101.9323 | 57.9995 | 0.565 | 21.9204 | 12.385 | 0.5728 | 48.5579 | 27.814 | 0.5702 | 70.0338 | 39.9333 | 0.583 | 10.4852 | 6.1129
|  | 16 | 0.573 | 9.7342 | 5.5777 | 0.4661 | 52.1139 | 24.2903 | 0.4635 | 56.0501 | 25.9792 | 0.4053 | 17.1416 | 6.9475 | 0.6356 | 19.0211 | 12.0898 | 0.5681 | 91.0925 | 51.7497 | 0.5649 | 24.1225 | 13.6268 | 0.5723 | 39.0306 | 22.3372 | 0.5703 | 65.3002 | 37.2407 | 0.5844 | 7.5974 | 4.4399
|  | 17 | 0.576 | 0 | 0 | 0.4782 | 61.5696 | 29.4426 | 0.4668 | 43.7622 | 20.4282 | 0.4062 | 15.1169 | 6.1405 | 0.6359 | 9.9901 | 6.3527 | 0.5646 | 60.9648 | 34.4207 | 0.5647 | 30.2725 | 17.0949 | 0.5733 | 55.878 | 32.0348 | 0.5706 | 55.739 | 31.8047 | 0.5853 | 19.8078 | 11.5935
|  | 18 | 0.5722 | 0 | 0 | 0.5272 | 86.2214 | 45.4559 | 0.483 | 31.852 | 15.3845 | 0.3647 | 12.7011 | 4.6321 | 0.6337 | 11.3853 | 7.2149 | 0.5627 | 40.1924 | 22.6162 | 0.5635 | 38.0573 | 21.4453 | 0.5846 | 61.1605 | 35.7544 | 0.5776 | 46.5505 | 26.8876 | 0.59 | 30.5288 | 18.012
|  | 19 | 0.5632 | 0 | 0 | 0.4832 | 119.1246 | 57.561 | 0.44 | 40.5374 | 17.8365 | 0.328 | 21.2088 | 6.9565 | 0.6292 | 38.8864 | 24.4673 | 0.5735 | 76.874 | 44.0873 | 0.5654 | 77.1736 | 43.634 | 0.5807 | 69.7829 | 40.5229 | 0.5986 | 52.4402 | 31.3907 | 0.5893 | 31.528 | 18.5795
|  | 20 | 0.558 | 0 | 0 | 0.4685 | 136.4881 | 63.9447 | 0.4409 | 45.5135 | 20.0669 | 0.3473 | 42.4731 | 14.7509 | 0.6342 | 47.3724 | 30.0436 | 0.5618 | 132.9356 | 74.6832 | 0.5659 | 107.2836 | 60.7118 | 0.5827 | 94.4985 | 55.0643 | 0.6022 | 104.772 | 63.0937 | 0.5843 | 41.7149 | 24.374
|  | 21 | 0.5482 | 0 | 0 | 0.476 | 175.5477 | 83.5607 | 0.4531 | 51.5022 | 23.3357 | 0.3609 | 54.2272 | 19.5706 | 0.6428 | 58.6398 | 37.6936 | 0.5494 | 157.8159 | 86.7041 | 0.5654 | 132.2666 | 74.7835 | 0.5829 | 99.8666 | 58.2122 | 0.5982 | 105.2383 | 62.9536 | 0.5766 | 57.0808 | 32.9128
|  | 22 | 0.5372 | 0 | 0 | 0.472 | 165.184 | 77.9669 | 0.4564 | 58.3997 | 26.6536 | 0.3753 | 96.6956 | 36.2899 | 0.6467 | 70.7 | 45.7217 | 0.5469 | 186.5775 | 102.0392 | 0.563 | 155.4684 | 87.5287 | 0.5821 | 113.5289 | 66.0852 | 0.5939 | 116.2625 | 69.0483 | 0.5792 | 65.0211 | 37.6602
|  | 23 | 0.5367 | 0.034014 | 0.018255 | 0.4794 | 127.4185 | 61.0844 | 0.4819 | 40.336 | 19.4379 | 0.3939 | 145.2585 | 57.2173 | 0.6292 | 91.8184 | 57.7721 | 0.549 | 194.9405 | 107.0223 | 0.5598 | 185.3927 | 103.7829 | 0.5795 | 145.4649 | 84.2969 | 0.5834 | 147.0792 | 85.806 | 0.5852 | 44.1413 | 25.8315
|  | 24 | 0.5387 | 1.0463 | 0.56366 | 0.4803 | 126.8969 | 60.9486 | 0.5231 | 61.1286 | 31.9764 | 0.4276 | 171.6216 | 73.3854 | 0.6257 | 104.2423 | 65.2244 | 0.5292 | 196.903 | 104.2011 | 0.5705 | 189.3442 | 108.0209 | 0.553 | 188.5389 | 104.262 | 0.5718 | 191.9006 | 109.7288 | 0.5872 | 52.3309 | 30.7287
| 3 | 1 | 0.5455 | 0.19562 | 0.10671 | 0.5071 | 147.7288 | 74.9133 | 0.5597 | 78.0285 | 43.6726 | 0.463 | 180.7822 | 83.7022 | 0.619 | 109.2636 | 67.6342 | 0.5434 | 196.8297 | 106.9572 | 0.5601 | 172.6658 | 96.7101 | 0.5209 | 198.4744 | 103.3853 | 0.5682 | 194.4216 | 110.4704 | 0.5954 | 40.2456 | 23.9622
|  | 2 | 0.5539 | 2.1252 | 1.1771 | 0.4973 | 128.1461 | 63.727 | 0.5974 | 168.1499 | 100.4527 | 0.4856 | 172.467 | 83.75 | 0.608 | 120.8022 | 73.4477 | 0.5518 | 196.162 | 108.2422 | 0.5353 | 194.566 | 104.1512 | 0.502 | 195.3729 | 98.0772 | 0.5531 | 200.4841 | 110.8878 | 0.6128 | 8.3645 | 5.1258
|  | 3 | 0.5595 | 8.7701 | 4.9069 | 0.4834 | 128.7513 | 62.2384 | 0.6218 | 197.4767 | 122.791 | 0.5008 | 193.2649 | 96.7871 | 0.5964 | 153.5314 | 91.5661 | 0.5414 | 189.3206 | 102.4982 | 0.5202 | 198.3735 | 103.1939 | 0.5075 | 193.4483 | 98.175 | 0.549 | 195.5582 | 107.3615 | 0.613 | 8.0787 | 4.9522
|  | 4 | 0.5614 | 18.4673 | 10.3675 | 0.4905 | 153.5478 | 75.3152 | 0.6334 | 190.055 | 120.3808 | 0.5043 | 199.6807 | 100.699 | 0.5899 | 165.6658 | 97.7263 | 0.5292 | 190.9947 | 101.0744 | 0.5133 | 200.055 | 102.6882 | 0.5093 | 196.389 | 100.0209 | 0.5567 | 199.5734 | 111.1025 | 0.611 | 3 | 1.833
|  | 5 | 0.5612 | 34.0911 | 19.1319 | 0.4966 | 133.3481 | 66.2207 | 0.6348 | 186.4154 | 118.3365 | 0.4999 | 198.5748 | 99.2676 | 0.5903 | 183.3068 | 108.206 | 0.5222 | 197.5362 | 103.1534 | 0.5242 | 200.3039 | 104.9993 | 0.5094 | 197.916 | 100.8184 | 0.5733 | 200.0238 | 114.6737 | 0.6085 | 34.5832 | 21.0439
|  | 6 | 0.5639 | 53.7925 | 30.3336 | 0.4794 | 105.1681 | 50.4176 | 0.6172 | 165.2702 | 102.0048 | 0.4729 | 199.6305 | 94.4053 | 0.6019 | 197.9939 | 119.1725 | 0.5238 | 197.8556 | 103.6367 | 0.5264 | 200.3401 | 105.459 | 0.5074 | 198.2526 | 100.5934 | 0.5757 | 194.3684 | 111.8979 | 0.6052 | 81.2837 | 49.1929
|  | 7 | 0.5727 | 44.2579 | 25.3465 | 0.474 | 67.6739 | 32.0774 | 0.5816 | 158.7479 | 92.3278 | 0.434 | 180.9936 | 78.5512 | 0.6153 | 188.3845 | 115.913 | 0.5237 | 198.1526 | 103.7725 | 0.546 | 200.0811 | 109.2443 | 0.5027 | 198.0597 | 99.5646 | 0.5789 | 171.7301 | 99.4146 | 0.6127 | 55.448 | 33.973
|  | 8 | 0.5731 | 56.0284 | 32.1099 | 0.4952 | 48.1679 | 23.8527 | 0.5352 | 144.0437 | 77.0922 | 0.4017 | 170.5883 | 68.5253 | 0.6131 | 160.1278 | 98.1743 | 0.5225 | 197.0001 | 102.9326 | 0.5657 | 199.0962 | 112.6287 | 0.5 | 191.1911 | 95.5955 | 0.5789 | 153.2749 | 88.7308 | 0.5984 | 30.6058 | 18.3145
|  | 9 | 0.5676 | 32.5633 | 18.4829 | 0.4926 | 46.4791 | 22.8956 | 0.4842 | 127.8694 | 61.9144 | 0.368 | 179.4723 | 66.0458 | 0.6297 | 105.3137 | 66.316 | 0.5296 | 155.1589 | 82.1721 | 0.5822 | 197.8978 | 115.2161 | 0.5403 | 179.1862 | 96.8143 | 0.5756 | 133.4768 | 76.8293 | 0.5901 | 15.3099 | 9.0344
|  | 10 | 0.563 | 6.9325 | 3.903 | 0.4866 | 41.8011 | 20.3404 | 0.4589 | 107.902 | 49.5162 | 0.3467 | 172.1032 | 59.6682 | 0.6154 | 85.5452 | 52.6445 | 0.5356 | 152.615 | 81.7406 | 0.5554 | 195.963 | 108.8379 | 0.5609 | 148.3337 | 83.2004 | 0.5771 | 93.7607 | 54.1093 | 0.5899 | 14.1354 | 8.3384
|  | 11 | 0.5569 | 10.3487 | 5.7632 | 0.4706 | 26.2941 | 12.374 | 0.4366 | 96.7554 | 42.2434 | 0.3278 | 171.0903 | 56.0834 | 0.6133 | 53.8563 | 33.03 | 0.5308 | 168.711 | 89.5518 | 0.5641 | 185.0441 | 104.3834 | 0.5684 | 110.735 | 62.9418 | 0.5918 | 59.4551 | 35.1856 | 0.5842 | 7.0131 | 4.0971
|  | 12 | 0.5529 | 3.6545 | 2.0206 | 0.4694 | 11.4883 | 5.3926 | 0.4292 | 71.9222 | 30.869 | 0.3161 | 143.9409 | 45.4997 | 0.6135 | 30.4365 | 18.6728 | 0.5274 | 144.2556 | 76.0804 | 0.5687 | 159.3839 | 90.6416 | 0.5684 | 75.6728 | 43.0124 | 0.6039 | 37.467 | 22.6263 | 0.5844 | 12.0943 | 7.0679
|  | 13 | 0.5521 | 0.025226 | 0.013927 | 0.4809 | 3.6622 | 1.7612 | 0.4395 | 54.2731 | 23.853 | 0.3199 | 106.8222 | 34.1724 | 0.6198 | 11.5154 | 7.1373 | 0.5275 | 120.6594 | 63.6478 | 0.5674 | 110.1351 | 62.4906 | 0.5671 | 63.53 | 36.0278 | 0.6052 | 31.9818 | 19.3554 | 0.59 | 13.0113 | 7.6767
|  | 14 | 0.5514 | 0 | 0 | 0.4643 | 4.053 | 1.8818 | 0.4203 | 58.7795 | 24.705 | 0.3101 | 71.3285 | 22.119 | 0.627 | 9.2523 | 5.8012 | 0.5282 | 119.3824 | 63.0578 | 0.5731 | 81.7985 | 46.8787 | 0.5674 | 44.9618 | 25.5113 | 0.6088 | 21.6089 | 13.1555 | 0.5856 | 3.7228 | 2.18
|  | 15 | 0.5507 | 0 | 0 | 0.4371 | 13.38 | 5.8484 | 0.4055 | 44.0282 | 17.8534 | 0.3039 | 55.6404 | 16.9091 | 0.6288 | 11.5249 | 7.2469 | 0.5285 | 107.4565 | 56.7908 | 0.5761 | 71.8073 | 41.3682 | 0.5691 | 33.3239 | 18.9646 | 0.6116 | 14.9344 | 9.1339 | 0.5896 | 7e-06 | 4.1272e-06
|  | 16 | 0.5499 | 0 | 0 | 0.4436 | 26.8811 | 11.9245 | 0.4059 | 32.6803 | 13.2649 | 0.3048 | 31.8278 | 9.7011 | 0.6279 | 12.0894 | 7.5909 | 0.5288 | 92.7806 | 49.0624 | 0.5765 | 72.506 | 41.7997 | 0.5649 | 37.1047 | 20.9605 | 0.6109 | 10.4099 | 6.3594 | 0.5888 | 21.2571 | 12.5162
|  | 17 | 0.5489 | 0 | 0 | 0.4453 | 25.5317 | 11.3693 | 0.4121 | 32.7664 | 13.503 | 0.3042 | 29.2257 | 8.8904 | 0.6311 | 10.6079 | 6.6947 | 0.5242 | 79.8308 | 41.8473 | 0.5778 | 67.4807 | 38.9903 | 0.5666 | 54.1404 | 30.676 | 0.6117 | 17.276 | 10.5677 | 0.5838 | 1.2033 | 0.70246
|  | 18 | 0.5426 | 0 | 0 | 0.4824 | 6.9459 | 3.3507 | 0.4213 | 28.4237 | 11.9749 | 0.3063 | 34.7083 | 10.6311 | 0.6231 | 11.0358 | 6.8764 | 0.5353 | 89.6821 | 48.0068 | 0.5777 | 50.8829 | 29.3951 | 0.5632 | 42.0238 | 23.6678 | 0.6143 | 18.9343 | 11.6313 | 0.59 | 0 | 0
|  | 19 | 0.5396 | 0.083832 | 0.045236 | 0.4796 | 0.028506 | 0.013671 | 0.4156 | 22.7017 | 9.4348 | 0.3005 | 40.9709 | 12.3118 | 0.6192 | 19.9259 | 12.3381 | 0.5746 | 111.3171 | 63.9628 | 0.5791 | 43.4696 | 25.1732 | 0.5593 | 45.4033 | 25.3941 | 0.5976 | 34.4059 | 20.561 | 0.5899 | 0 | 0
|  | 20 | 0.5388 | 0 | 0 | 0.4783 | 1.9539 | 0.93456 | 0.4372 | 47.2791 | 20.6704 | 0.3123 | 51.1868 | 15.9856 | 0.6298 | 69.9316 | 44.0429 | 0.5606 | 127.402 | 71.4216 | 0.5798 | 67.6435 | 39.2197 | 0.5519 | 68.594 | 37.857 | 0.5852 | 44.1269 | 25.8231 | 0.5897 | 0 | 0
|  | 21 | 0.5375 | 0.60311 | 0.32417 | 0.4644 | 14.6305 | 6.7944 | 0.4536 | 75.9231 | 34.4387 | 0.3206 | 89.7654 | 28.7788 | 0.6491 | 91.423 | 59.3426 | 0.5395 | 182.1036 | 98.2449 | 0.5791 | 92.1258 | 53.35 | 0.5408 | 163.4866 | 88.4136 | 0.5851 | 56.4642 | 33.0372 | 0.5895 | 0 | 0
|  | 22 | 0.5372 | 12.5027 | 6.7165 | 0.442 | 21.2416 | 9.3888 | 0.4623 | 112.9133 | 52.1998 | 0.3233 | 137.1159 | 44.3296 | 0.6526 | 80.1401 | 52.2995 | 0.5292 | 197.9465 | 104.7533 | 0.5786 | 112.2473 | 64.9463 | 0.5411 | 192.3753 | 104.0943 | 0.5854 | 54.4541 | 31.8774 | 0.5897 | 0 | 0
|  | 23 | 0.5437 | 1.1505 | 0.62555 | 0.468 | 18.1131 | 8.4769 | 0.4866 | 152.6285 | 74.269 | 0.34 | 140.8485 | 47.8885 | 0.6314 | 103.9377 | 65.6262 | 0.54 | 198.1255 | 106.9878 | 0.5854 | 127.645 | 74.7234 | 0.5234 | 194.8309 | 101.9745 | 0.5962 | 56.9707 | 33.9659 | 0.5862 | 0.35005 | 0.2052
|  | 24 | 0.5593 | 0.14119 | 0.078965 | 0.45 | 6.6243 | 2.981 | 0.4888 | 196.9592 | 96.2737 | 0.375 | 129.0926 | 48.4097 | 0.6353 | 165.1492 | 104.9193 | 0.5368 | 194.311 | 104.3061 | 0.5912 | 158.0222 | 93.4227 | 0.4923 | 195.4986 | 96.2439 | 0.6016 | 62.03 | 37.3172 | 0.5877 | 11.0568 | 6.4981
| 4 | 1 | 0.5661 | 0.003753 | 0.0021246 | 0.4714 | 3.3037 | 1.5574 | 0.4769 | 200.3015 | 95.5238 | 0.4098 | 180.0987 | 73.8045 | 0.6208 | 187.4391 | 116.3622 | 0.5197 | 197.8452 | 102.8202 | 0.5582 | 187.5778 | 104.7059 | 0.4966 | 199.4588 | 99.0512 | 0.5938 | 88.4691 | 52.533 | 0.6059 | 178.3611 | 108.069
|  | 2 | 0.5686 | 0 | 0 | 0.5023 | 5.0789 | 2.5511 | 0.4414 | 201.5418 | 88.9605 | 0.4405 | 176.2617 | 77.6433 | 0.6124 | 184.2003 | 112.8042 | 0.5263 | 198.0691 | 104.2438 | 0.5637 | 198.2899 | 111.776 | 0.5047 | 199.9153 | 100.8972 | 0.5831 | 153.0857 | 89.2643 | 0.605 | 190.1024 | 115.0119
|  | 3 | 0.5719 | 0.30373 | 0.1737 | 0.5093 | 5.6978 | 2.9019 | 0.4524 | 198.3711 | 89.7431 | 0.4591 | 189.8629 | 87.1661 | 0.6027 | 181.7543 | 109.5433 | 0.5324 | 197.889 | 105.3561 | 0.571 | 200.5393 | 114.508 | 0.5084 | 199.1907 | 101.2685 | 0.5879 | 145.1078 | 85.3089 | 0.5948 | 154.3261 | 91.7932
|  | 4 | 0.5742 | 1.4644 | 0.84087 | 0.5258 | 5.6867 | 2.9901 | 0.4633 | 181.4988 | 84.0884 | 0.4634 | 188.1783 | 87.2018 | 0.6197 | 189.8467 | 117.648 | 0.5357 | 197.8128 | 105.9683 | 0.575 | 199.2215 | 114.5524 | 0.5102 | 196.1272 | 100.0641 | 0.5853 | 130.2088 | 76.2112 | 0.5913 | 73.9982 | 43.7551
|  | 5 | 0.5741 | 1.4163 | 0.81308 | 0.5508 | 10.9435 | 6.0277 | 0.4634 | 193.8787 | 89.8434 | 0.4605 | 186.6474 | 85.9511 | 0.6067 | 183.4302 | 111.2871 | 0.5367 | 197.6587 | 106.0834 | 0.5733 | 198.788 | 113.9652 | 0.5097 | 198.4803 | 101.1654 | 0.5881 | 73.6965 | 43.3409 | 0.5922 | 29.8287 | 17.6646
|  | 6 | 0.572 | 0 | 0 | 0.5738 | 10.4173 | 5.9774 | 0.463 | 182.1692 | 84.3443 | 0.4272 | 180.32 | 77.0327 | 0.6009 | 185.0784 | 111.2136 | 0.5365 | 197.8259 | 106.1336 | 0.5655 | 197.4133 | 111.6372 | 0.5076 | 185.1464 | 93.9803 | 0.5895 | 32.5705 | 19.2003 | 0.5908 | 29.4967 | 17.4266
|  | 7 | 0.5757 | 3.4109 | 1.9637 | 0.57 | 21.3141 | 12.149 | 0.4607 | 135.3828 | 62.3708 | 0.3806 | 176.6342 | 67.227 | 0.6185 | 173.879 | 107.5442 | 0.5416 | 197.675 | 107.0608 | 0.5562 | 199.1358 | 110.7593 | 0.5036 | 174.4932 | 87.8748 | 0.5998 | 24.6377 | 14.7777 | 0.6112 | 20.3219 | 12.4207
|  | 8 | 0.568 | 1.8728 | 1.0638 | 0.5496 | 55.8854 | 30.7146 | 0.4433 | 75.8212 | 33.6116 | 0.3538 | 157.787 | 55.825 | 0.6291 | 110.5338 | 69.5368 | 0.5467 | 197.2651 | 107.8448 | 0.5748 | 199.5678 | 114.7115 | 0.495 | 173.6957 | 85.9793 | 0.6096 | 34.4153 | 20.9796 | 0.6118 | 26.7479 | 16.3644
|  | 9 | 0.5553 | 5.4708 | 3.0379 | 0.543 | 45.0949 | 24.4865 | 0.4207 | 99.5431 | 41.8778 | 0.3296 | 137.1672 | 45.2103 | 0.6234 | 103.7511 | 64.6785 | 0.5435 | 191.6041 | 104.1368 | 0.5981 | 198.4419 | 118.6881 | 0.5018 | 171.9301 | 86.2745 | 0.592 | 32.2049 | 19.0653 | 0.587 | 37.0239 | 21.733
|  | 10 | 0.5467 | 8.9757 | 4.907 | 0.5155 | 28.3171 | 14.5975 | 0.4005 | 108.6166 | 43.5009 | 0.3157 | 133.5998 | 42.1775 | 0.6457 | 89.2341 | 57.6185 | 0.5367 | 168.4927 | 90.43 | 0.5902 | 186.2974 | 109.9527 | 0.5244 | 160.8219 | 84.335 | 0.5887 | 34.7441 | 20.4539 | 0.5847 | 58.4248 | 34.161
|  | 11 | 0.5467 | 13.3293 | 7.2871 | 0.5047 | 36.7975 | 18.5717 | 0.3869 | 93.1583 | 36.043 | 0.294 | 98.0652 | 28.8312 | 0.6562 | 59.9497 | 39.339 | 0.5295 | 168.4882 | 89.2145 | 0.5836 | 165.8661 | 96.7995 | 0.5447 | 153.9798 | 83.8728 | 0.5893 | 26.9624 | 15.8889 | 0.5747 | 51.3658 | 29.52
|  | 12 | 0.5459 | 21.3801 | 11.6714 | 0.4888 | 25.7604 | 12.5917 | 0.3848 | 90.4176 | 34.7927 | 0.285 | 51.9805 | 14.8144 | 0.6583 | 49.8332 | 32.8052 | 0.5241 | 180.9004 | 94.8099 | 0.579 | 133.1358 | 77.0856 | 0.5535 | 140.5547 | 77.797 | 0.5899 | 20.483 | 12.0829 | 0.582 | 52.1991 | 30.3799
|  | 13 | 0.5463 | 36.1272 | 19.7363 | 0.508 | 25.0553 | 12.7281 | 0.3832 | 105.2187 | 40.3198 | 0.2959 | 34.2257 | 10.1274 | 0.647 | 33.8215 | 21.8825 | 0.5233 | 189.6094 | 99.2226 | 0.5825 | 90.7221 | 52.8456 | 0.5482 | 112.5733 | 61.7127 | 0.5902 | 19.231 | 11.3501 | 0.5673 | 47.7023 | 27.0615
|  | 14 | 0.5444 | 43.5987 | 23.7351 | 0.4975 | 22.8694 | 11.3775 | 0.3804 | 91.2961 | 34.729 | 0.2866 | 22.1624 | 6.3517 | 0.6614 | 20.1563 | 13.3314 | 0.5253 | 178.5395 | 93.7868 | 0.5802 | 69.9214 | 40.5684 | 0.5611 | 82.9332 | 46.5338 | 0.5906 | 13.1063 | 7.7406 | 0.593 | 44.598 | 26.4466
|  | 15 | 0.5428 | 16.5913 | 9.0057 | 0.4899 | 29.8649 | 14.6308 | 0.3823 | 88.3173 | 33.7637 | 0.278 | 14.9507 | 4.1563 | 0.6534 | 21.2954 | 13.9144 | 0.5259 | 148.9382 | 78.3266 | 0.5803 | 57.0266 | 33.0926 | 0.5631 | 50.3666 | 28.3614 | 0.5897 | 23.1939 | 13.6774 | 0.5893 | 49.8306 | 29.3652
|  | 16 | 0.5431 | 5.6547 | 3.0711 | 0.4855 | 34.5736 | 16.7855 | 0.3851 | 82.8206 | 31.8942 | 0.277 | 3.7967 | 1.0517 | 0.6476 | 15.0372 | 9.7381 | 0.5252 | 141.7131 | 74.4277 | 0.5796 | 50.3829 | 29.2019 | 0.563 | 41.8484 | 23.5607 | 0.5873 | 40.4529 | 23.758 | 0.5898 | 52.9022 | 31.2017
|  | 17 | 0.5438 | 37.7484 | 20.5276 | 0.4911 | 13.9519 | 6.8518 | 0.3814 | 63.4417 | 24.1967 | 0.2803 | 0.7544 | 0.21146 | 0.6454 | 20.3777 | 13.1517 | 0.5202 | 124.1631 | 64.5897 | 0.5776 | 42.4751 | 24.5336 | 0.5629 | 57.5751 | 32.409 | 0.5865 | 38.6776 | 22.6844 | 0.594 | 49.5495 | 29.4324
|  | 18 | 0.5473 | 17.9861 | 9.8438 | 0.5229 | 6.1704 | 3.2265 | 0.3591 | 46.8668 | 16.8299 | 0.282 | 10.4373 | 2.9433 | 0.6432 | 15.63 | 10.0532 | 0.5027 | 103.3647 | 51.9614 | 0.5761 | 41.5702 | 23.9486 | 0.5519 | 95.1216 | 52.4976 | 0.5886 | 45.7578 | 26.9331 | 0.5566 | 53.8913 | 29.9959
|  | 19 | 0.5452 | 27.2702 | 14.8677 | 0.5144 | 9.5272 | 4.9008 | 0.3237 | 93.5695 | 30.2884 | 0.2724 | 13.9732 | 3.8063 | 0.6373 | 32.5848 | 20.7663 | 0.4862 | 96.4048 | 46.872 | 0.5792 | 55.3468 | 32.0569 | 0.5615 | 88.2331 | 49.5429 | 0.5875 | 77.848 | 45.7357 | 0.5489 | 87.2048 | 47.8667
|  | 20 | 0.5431 | 15.3431 | 8.3328 | 0.5141 | 16.8071 | 8.6405 | 0.3347 | 135.2426 | 45.2657 | 0.2843 | 36.2242 | 10.2985 | 0.6469 | 54.8741 | 35.4981 | 0.4904 | 148.1436 | 72.6496 | 0.5791 | 83.6582 | 48.4464 | 0.5609 | 105.1126 | 58.9577 | 0.586 | 88.7013 | 51.9789 | 0.5483 | 105.2471 | 57.707
|  | 21 | 0.5428 | 24.9093 | 13.5207 | 0.4955 | 12.6759 | 6.2809 | 0.3509 | 194.8819 | 68.3841 | 0.2955 | 57.6594 | 17.0384 | 0.6528 | 97.9775 | 63.9597 | 0.4951 | 152.2264 | 75.3673 | 0.5802 | 112.1542 | 65.0719 | 0.549 | 124.0307 | 68.0928 | 0.5823 | 90.2984 | 52.5808 | 0.5527 | 98.1757 | 54.2617
|  | 22 | 0.5417 | 65.8836 | 35.6892 | 0.4752 | 0 | 0 | 0.3689 | 200.5138 | 73.9695 | 0.3005 | 94.6258 | 28.4351 | 0.6534 | 123.0383 | 80.3932 | 0.4981 | 183.7791 | 91.5404 | 0.5797 | 152.2139 | 88.2384 | 0.5414 | 163.7997 | 88.6812 | 0.5797 | 100.6431 | 58.3428 | 0.5656 | 97.1281 | 54.9356
|  | 23 | 0.5425 | 56.1179 | 30.444 | 0.4914 | 15.3351 | 7.5357 | 0.39 | 166.3161 | 64.8633 | 0.3191 | 88.5979 | 28.2716 | 0.6402 | 140.3791 | 89.8707 | 0.5059 | 190.2466 | 96.2458 | 0.5868 | 179.6216 | 105.402 | 0.5157 | 194.9068 | 100.5135 | 0.5846 | 89.1875 | 52.139 | 0.5865 | 104.5972 | 61.3463
|  | 24 | 0.5449 | 143.553 | 78.222 | 0.527 | 24.7549 | 13.0458 | 0.4124 | 193.8929 | 79.9614 | 0.3596 | 149.1846 | 53.6468 | 0.6287 | 158.3302 | 99.5422 | 0.5172 | 195.7796 | 101.2572 | 0.5931 | 189.0442 | 112.1221 | 0.4913 | 197.8367 | 97.1972 | 0.5974 | 57.4534 | 34.3227 | 0.5657 | 156.2054 | 88.3654
| 5 | 1 | 0.5518 | 158.4406 | 87.4275 | 0.5663 | 40.4143 | 22.8866 | 0.4367 | 192.9864 | 84.2772 | 0.3982 | 179.4996 | 71.4767 | 0.6245 | 178.4806 | 111.4611 | 0.5254 | 197.6799 | 103.861 | 0.5601 | 196.3503 | 109.9758 | 0.4947 | 196.7519 | 97.3332 | 0.5905 | 72.9937 | 43.1028 | 0.5699 | 176.7054 | 100.7044
|  | 2 | 0.5589 | 183.5611 | 102.5923 | 0.603 | 63.6216 | 38.3639 | 0.4627 | 195.3685 | 90.397 | 0.4292 | 199.5142 | 85.6315 | 0.6043 | 185.6115 | 112.165 | 0.5295 | 196.72 | 104.1633 | 0.5619 | 199.1449 | 111.8995 | 0.5029 | 197.045 | 99.0939 | 0.5752 | 149.2839 | 85.8681 | 0.5813 | 191.6378 | 111.3991
|  | 3 | 0.5639 | 157.2923 | 88.6971 | 0.614 | 45.0443 | 27.6572 | 0.4844 | 199.5166 | 96.6459 | 0.4482 | 202.1304 | 90.5949 | 0.5904 | 178.3348 | 105.2888 | 0.5317 | 195.2212 | 103.7991 | 0.5682 | 198.5808 | 112.8336 | 0.5069 | 197.5152 | 100.1205 | 0.5638 | 81.1958 | 45.7782 | 0.5875 | 199.0597 | 116.9476
|  | 4 | 0.5672 | 101.3409 | 57.4806 | 0.6278 | 27.0044 | 16.9534 | 0.4991 | 197.3778 | 98.5113 | 0.4522 | 202.069 | 91.3756 | 0.5868 | 143.0342 | 83.9325 | 0.5319 | 196.1287 | 104.3209 | 0.5709 | 200.1067 | 114.2409 | 0.5075 | 181.0776 | 91.8969 | 0.5607 | 54.978 | 30.8262 | 0.5875 | 169.8743 | 99.8011
|  | 5 | 0.5666 | 81.1508 | 45.98 | 0.6323 | 14.6842 | 9.2848 | 0.5127 | 198.3822 | 101.7106 | 0.4457 | 197.6425 | 88.0893 | 0.5883 | 134.6699 | 79.2263 | 0.531 | 194.5093 | 103.2844 | 0.569 | 200.2398 | 113.9364 | 0.5094 | 197.9315 | 100.8263 | 0.5603 | 59.475 | 33.3238 | 0.5872 | 51.0132 | 29.955
|  | 6 | 0.564 | 97.8143 | 55.1673 | 0.6307 | 0.883 | 0.55691 | 0.5225 | 194.5512 | 101.653 | 0.4202 | 195.1619 | 82.007 | 0.6029 | 104.873 | 63.228 | 0.5255 | 182.3641 | 95.8324 | 0.5615 | 200.4898 | 112.575 | 0.5127 | 195.2178 | 100.0882 | 0.5603 | 44.7695 | 25.0843 | 0.5873 | 59.2427 | 34.7932
|  | 7 | 0.5691 | 77.0843 | 43.8686 | 0.6296 | 0.84419 | 0.5315 | 0.5352 | 179.6019 | 96.1229 | 0.3869 | 193.4523 | 74.8467 | 0.6129 | 49.2771 | 30.2019 | 0.517 | 190.8494 | 98.6691 | 0.5542 | 200.0356 | 110.8597 | 0.5144 | 169.5132 | 87.1976 | 0.5692 | 67.0761 | 38.1797 | 0.5781 | 34.6405 | 20.0257
|  | 8 | 0.5675 | 69.7337 | 39.5738 | 0.6286 | 3.2597 | 2.0491 | 0.5394 | 175.6517 | 94.7465 | 0.3661 | 196.2763 | 71.8568 | 0.6112 | 29.2517 | 17.8786 | 0.5098 | 196.5594 | 100.206 | 0.5703 | 199.0771 | 113.5337 | 0.5114 | 171.3364 | 87.6214 | 0.5913 | 68.9098 | 40.7464 | 0.5661 | 37.1507 | 21.031
|  | 9 | 0.5613 | 69.7297 | 39.1393 | 0.6178 | 1.8045 | 1.1148 | 0.5196 | 182.5342 | 94.8448 | 0.3458 | 175.2614 | 60.6054 | 0.6386 | 27.6105 | 17.6321 | 0.4997 | 196.3773 | 98.1297 | 0.5929 | 197.0747 | 116.8456 | 0.507 | 152.0226 | 77.0755 | 0.6011 | 83.2107 | 50.018 | 0.5708 | 14.0497 | 8.0196
|  | 10 | 0.5554 | 50.1693 | 27.864 | 0.5914 | 0.077106 | 0.0456 | 0.5029 | 176.0438 | 88.5324 | 0.3344 | 165.9688 | 55.5 | 0.6447 | 30.1348 | 19.4279 | 0.4937 | 195.9174 | 96.7244 | 0.5938 | 182.3568 | 108.2834 | 0.5033 | 127.6535 | 64.248 | 0.5741 | 67.533 | 38.7707 | 0.5918 | 10.429 | 6.1719
|  | 11 | 0.5507 | 34.7607 | 19.1427 | 0.5704 | 0.48821 | 0.27847 | 0.4929 | 137.347 | 67.6984 | 0.3181 | 138.8194 | 44.1585 | 0.6342 | 29.4319 | 18.6657 | 0.4904 | 192.3555 | 94.3311 | 0.5829 | 126.8254 | 73.9265 | 0.4987 | 103.8251 | 51.7776 | 0.5702 | 59.7201 | 34.0524 | 0.5901 | 22.8738 | 13.4978
|  | 12 | 0.5472 | 52.6984 | 28.8365 | 0.5653 | 7.1983 | 4.0692 | 0.462 | 121.825 | 56.2832 | 0.3105 | 75.5415 | 23.4556 | 0.6339 | 26.9183 | 17.0635 | 0.4911 | 194.3862 | 95.463 | 0.5802 | 64.5995 | 37.4806 | 0.4974 | 79.7477 | 39.6665 | 0.5708 | 47.1999 | 26.9417 | 0.5878 | 25.4287 | 14.947
|  | 13 | 0.5464 | 59.7491 | 32.6469 | 0.5799 | 9.8396 | 5.706 | 0.4451 | 103.9334 | 46.2607 | 0.3218 | 31.9635 | 10.2858 | 0.644 | 19.71 | 12.6933 | 0.497 | 181.7517 | 90.3306 | 0.5877 | 41.2997 | 24.2718 | 0.4966 | 54.8715 | 27.2492 | 0.5746 | 38.9283 | 22.3682 | 0.5937 | 22.6262 | 13.4332
|  | 14 | 0.5461 | 61.0238 | 33.3251 | 0.5562 | 31.2617 | 17.3878 | 0.4405 | 94.2518 | 41.5179 | 0.3097 | 26.4037 | 8.1772 | 0.6357 | 9.2006 | 5.8488 | 0.4932 | 190.0234 | 93.7195 | 0.5809 | 34.2497 | 19.8957 | 0.496 | 55.8423 | 27.6978 | 0.5798 | 44.9945 | 26.0878 | 0.5849 | 16.6098 | 9.7151
|  | 15 | 0.5466 | 87.0448 | 47.5787 | 0.5427 | 20.4637 | 11.1057 | 0.4324 | 90.3418 | 39.0638 | 0.3015 | 27.8201 | 8.3878 | 0.6354 | 12.2186 | 7.7637 | 0.4892 | 189.2479 | 92.5801 | 0.5781 | 33.4158 | 19.3177 | 0.4953 | 44.8259 | 22.2023 | 0.5837 | 46.667 | 27.2395 | 0.5796 | 12.2638 | 7.1081
|  | 16 | 0.5465 | 99.0679 | 54.1406 | 0.547 | 0.051725 | 0.028294 | 0.43 | 93.7123 | 40.2963 | 0.2999 | 23.2356 | 6.9683 | 0.6359 | 10.1171 | 6.4334 | 0.4888 | 189.2774 | 92.5188 | 0.5781 | 41.082 | 23.7495 | 0.496 | 45.5454 | 22.5905 | 0.5842 | 37.4611 | 21.8848 | 0.5813 | 21.1975 | 12.3221
|  | 17 | 0.5461 | 62.4738 | 34.117 | 0.5562 | 0.41983 | 0.23351 | 0.4194 | 64.1146 | 26.8896 | 0.2971 | 23.0025 | 6.834 | 0.6357 | 5.922 | 3.7646 | 0.4872 | 184.4115 | 89.8453 | 0.5785 | 45.279 | 26.1939 | 0.496 | 51.6883 | 25.6374 | 0.5837 | 44.9313 | 26.2264 | 0.585 | 20.3801 | 11.9224
|  | 18 | 0.5455 | 71.9003 | 39.2216 | 0.5581 | 1.7366 | 0.96921 | 0.3831 | 63.2131 | 24.2169 | 0.297 | 43.964 | 13.0573 | 0.6342 | 12.7003 | 8.0545 | 0.4874 | 184.3016 | 89.8286 | 0.5839 | 48.4861 | 28.311 | 0.4933 | 47.7616 | 23.5608 | 0.5817 | 33.0181 | 19.2066 | 0.5864 | 23.9033 | 14.0169
|  | 19 | 0.542 | 96.9286 | 52.5353 | 0.5507 | 0.01421 | 0.0078254 | 0.3388 | 99.8525 | 33.83 | 0.2889 | 57.4358 | 16.5932 | 0.6273 | 34.089 | 21.3841 | 0.4915 | 115.1582 | 56.6002 | 0.5792 | 74.0869 | 42.9111 | 0.5273 | 51.0832 | 26.9362 | 0.5826 | 74.171 | 43.212 | 0.5774 | 38.337 | 22.1358
|  | 20 | 0.5386 | 138.307 | 74.4922 | 0.5641 | 0.000158 | 8.9128e-05 | 0.3485 | 136.059 | 47.4166 | 0.3037 | 74.6858 | 22.6821 | 0.6331 | 68.1939 | 43.1736 | 0.4811 | 139.4485 | 67.0887 | 0.5803 | 100.9745 | 58.5955 | 0.5259 | 83.8311 | 44.0868 | 0.5806 | 118.588 | 68.8522 | 0.5857 | 56.2771 | 32.9615
|  | 21 | 0.5419 | 138.5536 | 75.0822 | 0.576 | 0 | 0 | 0.3629 | 160.8702 | 58.3798 | 0.314 | 123.682 | 38.8361 | 0.6369 | 111.4257 | 70.967 | 0.4833 | 189.7551 | 91.7086 | 0.5882 | 154.7768 | 91.0397 | 0.5081 | 111.3094 | 56.5563 | 0.5827 | 111.8246 | 65.1602 | 0.5776 | 62.742 | 36.2398
|  | 22 | 0.5417 | 173.5593 | 94.0171 | 0.5736 | 0 | 0 | 0.3728 | 155.1284 | 57.8319 | 0.3189 | 165.5986 | 52.8094 | 0.6426 | 103.7113 | 66.6449 | 0.4846 | 183.2532 | 88.8045 | 0.5911 | 143.568 | 84.863 | 0.4918 | 129.0366 | 63.4602 | 0.5803 | 93.1602 | 54.0609 | 0.5796 | 93.3564 | 54.1094
|  | 23 | 0.5409 | 150.4424 | 81.3743 | 0.5961 | 0 | 0 | 0.3884 | 167.5949 | 65.0939 | 0.3362 | 191.2594 | 64.3014 | 0.6563 | 88.3644 | 57.9936 | 0.4907 | 194.3773 | 95.3809 | 0.5882 | 189.7929 | 111.6362 | 0.4979 | 161.8629 | 80.5915 | 0.5883 | 97.1466 | 57.1514 | 0.5634 | 100.3521 | 56.5384
|  | 24 | 0.5457 | 141.4297 | 77.1782 | 0.6053 | 0 | 0 | 0.4123 | 191.0501 | 78.7699 | 0.3923 | 186.4593 | 73.148 | 0.6221 | 164.9287 | 102.6022 | 0.5045 | 192.8577 | 97.2967 | 0.5615 | 200.4154 | 112.5332 | 0.5049 | 185.3593 | 93.5879 | 0.5983 | 153.5211 | 91.8517 | 0.5691 | 102.3405 | 58.242
| 6 | 1 | 0.5508 | 148.3241 | 81.6969 | 0.5789 | 0 | 0 | 0.4352 | 186.699 | 81.2514 | 0.4447 | 191.048 | 84.959 | 0.6137 | 195.2327 | 119.8143 | 0.5147 | 193.1388 | 99.4085 | 0.5597 | 199.5647 | 111.6964 | 0.5112 | 188.4736 | 96.3477 | 0.5973 | 175.191 | 104.6416 | 0.5658 | 65.428 | 37.0192
|  | 2 | 0.5607 | 163.2017 | 91.5072 | 0.5858 | 2.1446 | 1.2563 | 0.4562 | 197.6609 | 90.1729 | 0.4772 | 200.0155 | 95.4474 | 0.6044 | 191.9777 | 116.0313 | 0.5221 | 187.5893 | 97.9404 | 0.5716 | 199.6208 | 114.1032 | 0.5167 | 193.3057 | 99.8811 | 0.5998 | 185.0442 | 110.9895 | 0.5704 | 41.2353 | 23.5206
|  | 3 | 0.5661 | 173.7242 | 98.3453 | 0.5995 | 3.1837 | 1.9086 | 0.4726 | 196.3241 | 92.7828 | 0.4948 | 200.2467 | 99.0821 | 0.6311 | 187.0303 | 118.0348 | 0.5245 | 195.8647 | 102.731 | 0.5649 | 197.4658 | 111.5484 | 0.5211 | 199.3048 | 103.8577 | 0.5945 | 190.4082 | 113.1977 | 0.5779 | 41.49 | 23.977
|  | 4 | 0.5678 | 174.7055 | 99.1978 | 0.6143 | 0.015404 | 0.0094627 | 0.483 | 198.6271 | 95.9369 | 0.4999 | 200.0649 | 100.0124 | 0.6208 | 134.6988 | 83.621 | 0.5279 | 184.8683 | 97.592 | 0.5583 | 193.853 | 108.2281 | 0.5234 | 198.6412 | 103.9688 | 0.5877 | 187.7923 | 110.3655 | 0.5815 | 50.7621 | 29.5182
|  | 5 | 0.5671 | 136.6214 | 77.478 | 0.6148 | 11.7108 | 7.1998 | 0.4797 | 199.9548 | 95.9183 | 0.4951 | 200.4531 | 99.2444 | 0.6257 | 116.7664 | 73.0607 | 0.5322 | 195.4483 | 104.0176 | 0.5602 | 152.773 | 85.5834 | 0.5259 | 199.0556 | 104.6833 | 0.5757 | 186.7617 | 107.5187 | 0.5803 | 62.4945 | 36.2655
|  | 6 | 0.5658 | 116.4433 | 65.8836 | 0.6158 | 13.9293 | 8.5777 | 0.4559 | 200.5727 | 91.4411 | 0.4685 | 200.8815 | 94.113 | 0.633 | 157.9235 | 99.9656 | 0.533 | 185.3999 | 98.8182 | 0.5734 | 182.1211 | 104.4283 | 0.5258 | 195.5971 | 102.8449 | 0.5667 | 157.6406 | 89.3349 | 0.5804 | 18.9564 | 11.0023
|  | 7 | 0.5663 | 120.3741 | 68.1678 | 0.619 | 29.6777 | 18.3705 | 0.4301 | 200.353 | 86.1718 | 0.4321 | 179.1078 | 77.3925 | 0.6414 | 40.7399 | 26.1305 | 0.5269 | 195.9526 | 103.2474 | 0.5659 | 197.5191 | 111.7761 | 0.53 | 161.4973 | 85.5936 | 0.5744 | 116.5914 | 66.9701 | 0.5699 | 22.1821 | 12.6416
|  | 8 | 0.5693 | 121.3861 | 69.1051 | 0.6014 | 16.019 | 9.6338 | 0.422 | 194.8855 | 82.2417 | 0.4047 | 176.759 | 71.5344 | 0.6395 | 5.8452 | 3.738 | 0.5216 | 196.4803 | 102.4841 | 0.5569 | 197.6076 | 110.0477 | 0.5318 | 151.3983 | 80.5136 | 0.5916 | 157.0193 | 92.8926 | 0.5666 | 11.283 | 6.3929
|  | 9 | 0.5615 | 136.8087 | 76.8181 | 0.5582 | 9.6918 | 5.41 | 0.42 | 179.6569 | 75.4559 | 0.3791 | 176.374 | 66.8634 | 0.6266 | 5.2967 | 3.3189 | 0.51 | 196.1158 | 100.0191 | 0.5595 | 196.4063 | 109.8893 | 0.531 | 152.5895 | 81.025 | 0.5983 | 161.1478 | 96.4147 | 0.5796 | 2.9763 | 1.7251
|  | 10 | 0.5523 | 147.8403 | 81.6522 | 0.5462 | 14.3777 | 7.8531 | 0.4069 | 158.3699 | 64.4407 | 0.3616 | 186.3899 | 67.3986 | 0.6258 | 0.94703 | 0.59265 | 0.5059 | 196.7264 | 99.5239 | 0.5725 | 195.7355 | 112.0586 | 0.5263 | 113.0554 | 59.501 | 0.592 | 155.3959 | 91.9944 | 0.5898 | 0.000121 | 7.1366e-05
|  | 11 | 0.544 | 149.5776 | 81.3702 | 0.5458 | 9.4047 | 5.1331 | 0.4003 | 129.2411 | 51.7352 | 0.3519 | 165.9189 | 58.3869 | 0.6216 | 0.001325 | 0.00082362 | 0.5093 | 196.1229 | 99.8854 | 0.5854 | 197.044 | 115.3496 | 0.5195 | 64.8559 | 33.6927 | 0.5827 | 108.3958 | 63.1622 | 0.5841 | 0.45281 | 0.26448
|  | 12 | 0.5464 | 119.3461 | 65.2107 | 0.5507 | 11.3492 | 6.25 | 0.4229 | 81.3002 | 34.3819 | 0.3405 | 152.4227 | 51.8999 | 0.6211 | 0 | 0 | 0.5093 | 196.1569 | 99.9027 | 0.5842 | 196.8984 | 115.0281 | 0.5163 | 23.822 | 12.2993 | 0.5825 | 52.4556 | 30.5554 | 0.5851 | 0.40867 | 0.23911
|  | 13 | 0.5292 | 81.0818 | 42.9085 | 0.5684 | 16.1343 | 9.1707 | 0.4636 | 25.4764 | 11.8108 | 0.352 | 144.2197 | 50.7653 | 0.61 | 1.4229 | 0.86796 | 0.5087 | 194.4859 | 98.935 | 0.5684 | 198.0898 | 112.5943 | 0.5187 | 11.7287 | 6.0837 | 0.5893 | 34.6557 | 20.4226 | 0.5946 | 0.081811 | 0.048645
|  | 14 | 0.467 | 70.7664 | 33.0479 | 0.5631 | 18.6297 | 10.4904 | 0.4411 | 23.3733 | 10.31 | 0.3374 | 151.4835 | 51.1105 | 0.6192 | 0.92478 | 0.57262 | 0.5073 | 193.6996 | 98.2638 | 0.5734 | 195.5365 | 112.1206 | 0.5198 | 12.2994 | 6.3932 | 0.5839 | 35.5759 | 20.7728 | 0.5873 | 0.70141 | 0.41194
|  | 15 | 0.4509 | 66.7178 | 30.083 | 0.5383 | 22.5971 | 12.164 | 0.4272 | 25.002 | 10.6809 | 0.3291 | 119.7326 | 39.404 | 0.6222 | 1.818 | 1.1312 | 0.5104 | 190.7345 | 97.3509 | 0.5808 | 168.5237 | 97.8786 | 0.52 | 12.1303 | 6.3078 | 0.5823 | 44.5399 | 25.9356 | 0.5781 | 0.23582 | 0.13633
|  | 16 | 0.4503 | 63.5864 | 28.633 | 0.516 | 77.5314 | 40.0062 | 0.4321 | 23.2983 | 10.0672 | 0.3243 | 142.8204 | 46.3166 | 0.6235 | 3.1906 | 1.9893 | 0.5111 | 191.1975 | 97.7211 | 0.5814 | 138.8618 | 80.7343 | 0.5196 | 12.3839 | 6.4347 | 0.5822 | 37.769 | 21.9891 | 0.5785 | 0.63018 | 0.36456
|  | 17 | 0.4714 | 52.1052 | 24.5624 | 0.5036 | 33.1409 | 16.6898 | 0.4374 | 22.1216 | 9.676 | 0.3224 | 147.4114 | 47.5254 | 0.6229 | 6.1359 | 3.822 | 0.5126 | 188.8133 | 96.7857 | 0.5778 | 133.9878 | 77.4182 | 0.5176 | 14.798 | 7.6595 | 0.5836 | 39.3619 | 22.9716 | 0.584 | 0.004217 | 0.0024627
|  | 18 | 0.4603 | 38.5228 | 17.7321 | 0.4969 | 23.1527 | 11.5046 | 0.4555 | 25.2673 | 11.5092 | 0.3189 | 146.1278 | 46.6002 | 0.5964 | 2.5362 | 1.5126 | 0.5127 | 184.615 | 94.6521 | 0.5727 | 115.6729 | 66.2459 | 0.5119 | 14.0781 | 7.2066 | 0.5962 | 29.2083 | 17.414 | 0.5939 | 3.8814 | 2.3051
|  | 19 | 0.4331 | 57.5342 | 24.9181 | 0.4663 | 15.7517 | 7.345 | 0.431 | 21.0365 | 9.0667 | 0.3076 | 114.2943 | 35.1569 | 0.5344 | 15.1888 | 8.1169 | 0.5116 | 173.7079 | 88.8689 | 0.5929 | 97.8059 | 57.9891 | 0.4971 | 20.6659 | 10.273 | 0.5978 | 54.7109 | 32.7062 | 0.586 | 24.4083 | 14.3033
|  | 20 | 0.4252 | 67.3535 | 28.6387 | 0.4743 | 16.5299 | 7.8401 | 0.4159 | 26.0789 | 10.8462 | 0.3211 | 176.3593 | 56.629 | 0.5576 | 15.2088 | 8.4804 | 0.5148 | 182.6064 | 94.0058 | 0.5923 | 128.0396 | 75.8379 | 0.4976 | 37.9924 | 18.905 | 0.5934 | 107.0798 | 63.5412 | 0.5962 | 22.3656 | 13.3344
|  | 21 | 0.4186 | 92.8559 | 38.8695 | 0.5031 | 44.6038 | 22.4402 | 0.4298 | 42.924 | 18.4487 | 0.3307 | 185.0752 | 61.2044 | 0.5919 | 21.1614 | 12.5254 | 0.5147 | 184.8869 | 95.1613 | 0.5822 | 184.9784 | 107.6944 | 0.501 | 59.092 | 29.6051 | 0.5976 | 112.2461 | 67.0783 | 0.5993 | 15.187 | 9.1016
|  | 22 | 0.4138 | 75.4301 | 31.213 | 0.5188 | 20.5254 | 10.6486 | 0.4283 | 83.3712 | 35.7079 | 0.3331 | 155.3196 | 51.7369 | 0.6174 | 53.2776 | 32.8936 | 0.5139 | 194.0075 | 99.7004 | 0.576 | 190.0388 | 109.4623 | 0.5046 | 61.2116 | 30.8874 | 0.5967 | 78.0085 | 46.5477 | 0.5961 | 10.4272 | 6.2156
|  | 23 | 0.4261 | 72.7069 | 30.9804 | 0.5225 | 21.2382 | 11.0969 | 0.4361 | 117.3995 | 51.1979 | 0.3501 | 127.6614 | 44.6943 | 0.6231 | 104.3817 | 65.0403 | 0.5094 | 192.5478 | 98.0838 | 0.5607 | 198.0405 | 111.0413 | 0.5087 | 80.3108 | 40.8541 | 0.5933 | 72.496 | 43.0119 | 0.5818 | 20.4005 | 11.869
|  | 24 | 0.4513 | 79.7787 | 36.0041 | 0.5101 | 19.4554 | 9.9242 | 0.4684 | 105.7641 | 49.5399 | 0.3899 | 127.3679 | 49.6608 | 0.6306 | 166.1549 | 104.7773 | 0.5145 | 192.2978 | 98.9372 | 0.5615 | 198.4993 | 111.4574 | 0.5153 | 119.5393 | 61.5986 | 0.5829 | 148.3646 | 86.4817 | 0.5863 | 26.9666 | 15.8105
| 7 | 1 | 0.4828 | 118.0918 | 57.0147 | 0.5379 | 33.8203 | 18.192 | 0.5161 | 89.4492 | 46.1647 | 0.4323 | 183.4603 | 79.3099 | 0.6517 | 166.8892 | 108.7617 | 0.5285 | 188.5721 | 99.6603 | 0.5756 | 196.9351 | 113.3558 | 0.5227 | 131.6231 | 68.7994 | 0.5586 | 174.65 | 97.5595 | 0.5884 | 15.2176 | 8.9541
|  | 2 | 0.4993 | 155.2587 | 77.5207 | 0.554 | 30.7494 | 17.0351 | 0.5467 | 124.0032 | 67.7925 | 0.4687 | 183.8714 | 86.1805 | 0.6415 | 152.1127 | 97.5803 | 0.5378 | 175.4835 | 94.375 | 0.5891 | 197.9335 | 116.6026 | 0.5278 | 132.918 | 70.1541 | 0.5585 | 188.0841 | 105.045 | 0.5921 | 10.148 | 6.0086
|  | 3 | 0.5026 | 186.152 | 93.56 | 0.5731 | 7.8244 | 4.4842 | 0.5658 | 172.7749 | 97.756 | 0.4835 | 196.0034 | 94.7677 | 0.6223 | 157.8855 | 98.2521 | 0.5408 | 149.843 | 81.0351 | 0.5845 | 198.3061 | 115.9099 | 0.531 | 149.9511 | 79.624 | 0.5485 | 179.5125 | 98.4626 | 0.6018 | 4.6773 | 2.8148
|  | 4 | 0.4945 | 191.043 | 94.4708 | 0.6022 | 6.3682 | 3.8349 | 0.5685 | 154.5885 | 87.8836 | 0.4892 | 187.5968 | 91.7724 | 0.6155 | 82.2413 | 50.6195 | 0.5407 | 85.1032 | 46.0153 | 0.5744 | 198.3294 | 113.9204 | 0.5325 | 152.7777 | 81.3541 | 0.5557 | 133.8484 | 74.3796 | 0.6071 | 13.3519 | 8.106
|  | 5 | 0.494 | 167.9515 | 82.968 | 0.6161 | 1.608 | 0.99069 | 0.5608 | 153.1542 | 85.8889 | 0.4849 | 166.455 | 80.714 | 0.6102 | 17.8377 | 10.8846 | 0.5394 | 66.937 | 36.1058 | 0.5701 | 198.1949 | 112.9909 | 0.5308 | 149.8963 | 79.5649 | 0.5603 | 125.3266 | 70.2205 | 0.6082 | 17.1277 | 10.4171
|  | 6 | 0.4908 | 147.0101 | 72.1526 | 0.6305 | 2.7573 | 1.7385 | 0.5425 | 167.3169 | 90.7694 | 0.4592 | 141.4256 | 64.9426 | 0.6053 | 7.2017 | 4.3592 | 0.5349 | 92.7512 | 49.6126 | 0.5685 | 198.2627 | 112.7123 | 0.5272 | 143.7932 | 75.8078 | 0.5619 | 102.273 | 57.4672 | 0.6133 | 27.4793 | 16.853
|  | 7 | 0.4927 | 106.4626 | 52.4541 | 0.6338 | 7.7026 | 4.8819 | 0.5191 | 167.1795 | 86.7829 | 0.4247 | 172.969 | 73.4599 | 0.5943 | 10.427 | 6.1967 | 0.5245 | 97.1275 | 50.9434 | 0.5686 | 167.0428 | 94.9805 | 0.5213 | 118.5044 | 61.7763 | 0.5664 | 127.2221 | 72.0586 | 0.5829 | 35.1792 | 20.506
|  | 8 | 0.5011 | 121.1837 | 60.7252 | 0.6141 | 0.084913 | 0.052145 | 0.4821 | 142.4858 | 68.6924 | 0.4028 | 194.842 | 78.4823 | 0.585 | 0 | 0 | 0.5169 | 160.2738 | 82.8455 | 0.5927 | 118.6665 | 70.3337 | 0.5078 | 109.3886 | 55.5475 | 0.5774 | 111.3551 | 64.2964 | 0.5731 | 26.7809 | 15.3481
|  | 9 | 0.4777 | 126.75 | 60.5485 | 0.5991 | 0.15382 | 0.092154 | 0.4383 | 140.8858 | 61.7502 | 0.3754 | 178.7402 | 67.0991 | 0.5913 | 0.11317 | 0.066918 | 0.5086 | 157.5983 | 80.1545 | 0.5863 | 118.6705 | 69.5765 | 0.4924 | 86.1738 | 42.432 | 0.596 | 112.366 | 66.9701 | 0.5738 | 18.8377 | 10.8091
|  | 10 | 0.449 | 136.6881 | 61.3729 | 0.5822 | 0.38437 | 0.22378 | 0.4149 | 126.5704 | 52.514 | 0.3532 | 180.5054 | 63.7545 | 0.6051 | 0.25979 | 0.1572 | 0.5156 | 153.7312 | 79.2638 | 0.5757 | 118.6845 | 68.3267 | 0.5013 | 54.4327 | 27.2871 | 0.6018 | 120.2394 | 72.3601 | 0.5745 | 14.7841 | 8.4934
|  | 11 | 0.4265 | 89.7252 | 38.2678 | 0.5744 | 3.6083 | 2.0726 | 0.3943 | 96.5558 | 38.072 | 0.3361 | 177.0619 | 59.5105 | 0.6318 | 2.2971 | 1.4513 | 0.5284 | 181.9742 | 96.1552 | 0.5677 | 118.6922 | 67.3815 | 0.5217 | 41.1744 | 21.4807 | 0.5962 | 129.0215 | 76.9226 | 0.5727 | 8.9315 | 5.1151
|  | 12 | 0.4202 | 53.4574 | 22.4628 | 0.5702 | 21.7979 | 12.4292 | 0.3921 | 51.8297 | 20.3224 | 0.3281 | 157.8121 | 51.7781 | 0.6553 | 13.4896 | 8.8397 | 0.536 | 179.5912 | 96.2609 | 0.5724 | 118.6976 | 67.9425 | 0.5302 | 24.9953 | 13.2525 | 0.5912 | 98.8449 | 58.4371 | 0.571 | 0.53775 | 0.30706
|  | 13 | 0.428 | 39.0455 | 16.7115 | 0.5724 | 29.8274 | 17.0732 | 0.4516 | 24.9543 | 11.2693 | 0.3378 | 131.268 | 44.3423 | 0.6559 | 21.6539 | 14.2028 | 0.5107 | 173.2371 | 88.4722 | 0.5783 | 151.6639 | 87.7072 | 0.5178 | 13.9732 | 7.2353 | 0.5942 | 89.1184 | 52.9541 | 0.5722 | 0.002719 | 0.0015558
|  | 14 | 0.41 | 33.9266 | 13.9099 | 0.576 | 23.6807 | 13.6401 | 0.4438 | 9.8368 | 4.3656 | 0.3281 | 101.7859 | 33.3959 | 0.6397 | 25.3804 | 16.2359 | 0.5236 | 170.7626 | 89.4113 | 0.5784 | 154.4699 | 89.3454 | 0.5327 | 15.438 | 8.2238 | 0.5853 | 88.2167 | 51.6332 | 0.5719 | 0.012501 | 0.0071493
|  | 15 | 0.3982 | 35.9574 | 14.3182 | 0.579 | 24.8311 | 14.3772 | 0.4306 | 2.6533 | 1.1425 | 0.3191 | 77.7778 | 24.8189 | 0.6092 | 31.325 | 19.0832 | 0.5336 | 162.5619 | 86.743 | 0.5775 | 131.1688 | 75.75 | 0.5462 | 18.6038 | 10.1614 | 0.583 | 94.0505 | 54.8315 | 0.5734 | 0 | 0
|  | 16 | 0.3999 | 57.8455 | 23.1324 | 0.5794 | 21.4808 | 12.446 | 0.4273 | 0.15251 | 0.065169 | 0.3168 | 79.5808 | 25.2112 | 0.6059 | 40.0273 | 24.2526 | 0.5377 | 158.3872 | 85.1648 | 0.577 | 137.1948 | 79.1614 | 0.5484 | 21.3732 | 11.7211 | 0.5814 | 79.8574 | 46.4291 | 0.5744 | 0 | 0
|  | 17 | 0.4122 | 59.3903 | 24.4807 | 0.5578 | 23.2975 | 12.9953 | 0.4386 | 4.0325 | 1.7686 | 0.3181 | 101.9389 | 32.4268 | 0.6189 | 34.2858 | 21.2195 | 0.5404 | 134.0935 | 72.4641 | 0.5732 | 133.5179 | 76.5324 | 0.5412 | 16.0996 | 8.7131 | 0.5794 | 80.2183 | 46.4785 | 0.5728 | 0 | 0
|  | 18 | 0.4078 | 39.938 | 16.2867 | 0.524 | 38.438 | 20.1415 | 0.4587 | 6.0508 | 2.7755 | 0.312 | 79.3631 | 24.7613 | 0.6021 | 42.7973 | 25.7682 | 0.5364 | 114.2021 | 61.258 | 0.5798 | 125.479 | 72.7527 | 0.5181 | 24.7548 | 12.8255 | 0.5942 | 83.6851 | 49.7257 | 0.5704 | 1.6192 | 0.9236
|  | 19 | 0.3723 | 55.426 | 20.6351 | 0.4563 | 53.4312 | 24.3807 | 0.4561 | 0.02846 | 0.012981 | 0.2994 | 110.1686 | 32.9845 | 0.5897 | 97.4603 | 57.4724 | 0.5586 | 164.1514 | 91.6949 | 0.5889 | 103.4338 | 60.9122 | 0.5276 | 49.1752 | 25.9448 | 0.5936 | 86.9599 | 51.6194 | 0.5805 | 13.5102 | 7.8427
|  | 20 | 0.3612 | 52.3369 | 18.9041 | 0.4574 | 68.7139 | 31.4298 | 0.4856 | 0.95141 | 0.462 | 0.3141 | 162.4218 | 51.0167 | 0.583 | 158.3949 | 92.3442 | 0.5521 | 189.8402 | 104.8108 | 0.5885 | 96.1697 | 56.5959 | 0.5301 | 89.0673 | 47.2146 | 0.5898 | 124.758 | 73.5823 | 0.6117 | 30.0134 | 18.3592
|  | 21 | 0.3669 | 55.2098 | 20.2565 | 0.476 | 85.0972 | 40.5063 | 0.5031 | 6.003 | 3.0201 | 0.3276 | 176.1377 | 57.7027 | 0.5891 | 173.9641 | 102.4822 | 0.5442 | 194.6229 | 105.9138 | 0.5875 | 145.931 | 85.7345 | 0.5223 | 103.2168 | 53.9102 | 0.595 | 179.043 | 106.5306 | 0.5974 | 33.6728 | 20.1161
|  | 22 | 0.3662 | 53.1157 | 19.451 | 0.4892 | 85.2186 | 41.6889 | 0.5002 | 5.6396 | 2.8209 | 0.3296 | 184.0698 | 60.6694 | 0.5965 | 167.6493 | 100.0028 | 0.5384 | 195.2199 | 105.1064 | 0.5828 | 190.3889 | 110.9587 | 0.5198 | 105.6063 | 54.8942 | 0.5941 | 190.4865 | 113.168 | 0.5876 | 28.8207 | 16.9351
|  | 23 | 0.3785 | 60.4425 | 22.8775 | 0.4963 | 85.325 | 42.3468 | 0.5106 | 18.693 | 9.5446 | 0.3446 | 179.5342 | 61.8675 | 0.6 | 170.3842 | 102.2305 | 0.5321 | 190.6048 | 101.4208 | 0.5658 | 200.2266 | 113.2882 | 0.5011 | 150.0615 | 75.1958 | 0.5935 | 194.3489 | 115.3461 | 0.592 | 24.6267 | 14.579
|  | 24 | 0.4017 | 43.2162 | 17.3599 | 0.4787 | 100.1476 | 47.9407 | 0.5323 | 12.4117 | 6.6068 | 0.3756 | 190.4988 | 71.5513 | 0.6208 | 161.3676 | 100.177 | 0.539 | 196.6239 | 105.9803 | 0.5571 | 198.1119 | 110.3681 | 0.4984 | 167.1863 | 83.3257 | 0.5858 | 184.6242 | 108.1528 | 0.5921 | 18.6609 | 11.0491
| 8 | 1 | 0.412 | 105.1297 | 43.3134 | 0.4925 | 97.7455 | 48.1396 | 0.539 | 15.5992 | 8.408 | 0.4108 | 163.9425 | 67.3476 | 0.5818 | 166.1853 | 96.6866 | 0.5245 | 193.931 | 101.7168 | 0.569 | 200.2029 | 113.9155 | 0.5081 | 171.3319 | 87.0538 | 0.5652 | 182.7755 | 103.3047 | 0.5965 | 11.8883 | 7.0914
|  | 2 | 0.4283 | 174.1911 | 74.606 | 0.5176 | 132.159 | 68.4055 | 0.5343 | 12.3168 | 6.5809 | 0.4434 | 189.2825 | 83.9278 | 0.5761 | 173.0122 | 99.6724 | 0.5334 | 198.4567 | 105.8568 | 0.5809 | 200.4229 | 116.4257 | 0.5155 | 177.8964 | 91.7056 | 0.558 | 196.3936 | 109.5876 | 0.6063 | 13.293 | 8.0595
|  | 3 | 0.4473 | 162.6903 | 72.7714 | 0.5281 | 134.7004 | 71.1353 | 0.5559 | 13.5239 | 7.5179 | 0.4679 | 166.5821 | 77.9437 | 0.571 | 190.5615 | 108.8106 | 0.5391 | 198.4165 | 106.9664 | 0.5696 | 200.2797 | 114.0793 | 0.5194 | 178.7599 | 92.8479 | 0.5557 | 196.5894 | 109.2447 | 0.6172 | 51.2332 | 31.6211
|  | 4 | 0.4558 | 158.5073 | 72.2476 | 0.5287 | 109.5183 | 57.9023 | 0.5651 | 32.9931 | 18.6444 | 0.4804 | 164.6053 | 79.0764 | 0.5707 | 169.2935 | 96.6158 | 0.5426 | 199.4238 | 108.2074 | 0.5619 | 200.3072 | 112.5526 | 0.521 | 182.7895 | 95.2333 | 0.55 | 200.1631 | 110.0897 | 0.6163 | 25.7894 | 15.894
|  | 5 | 0.4587 | 151.6333 | 69.5542 | 0.5235 | 95.9335 | 50.2212 | 0.5612 | 55.8962 | 31.369 | 0.4865 | 190.9357 | 92.8902 | 0.5671 | 171.219 | 97.0983 | 0.5429 | 200.3025 | 108.7442 | 0.5577 | 200.4088 | 111.768 | 0.52 | 194.7259 | 101.2575 | 0.548 | 198.6224 | 108.8451 | 0.6155 | 20.4984 | 12.6167
|  | 6 | 0.4521 | 116.5875 | 52.7092 | 0.5086 | 124.5594 | 63.3509 | 0.5453 | 50.9705 | 27.7942 | 0.4866 | 190.0292 | 92.4682 | 0.5739 | 173.1403 | 99.3652 | 0.537 | 194.9856 | 104.7072 | 0.5523 | 198.4332 | 109.5947 | 0.5172 | 193.9631 | 100.3177 | 0.5501 | 194.5351 | 107.0137 | 0.5975 | 26.2007 | 15.6549
|  | 7 | 0.4428 | 104.4501 | 46.2505 | 0.4547 | 117.9967 | 53.6531 | 0.5192 | 33.0324 | 17.1504 | 0.4832 | 148.331 | 71.6735 | 0.5941 | 155.1192 | 92.1563 | 0.5275 | 177.8721 | 93.8275 | 0.5757 | 197.5454 | 113.7269 | 0.5102 | 188.7333 | 96.2917 | 0.5583 | 186.1117 | 103.9062 | 0.5914 | 35.2176 | 20.8277
|  | 8 | 0.4163 | 65.9049 | 27.4362 | 0.4074 | 121.4067 | 49.4611 | 0.5329 | 48.1876 | 25.6792 | 0.4655 | 100.4035 | 46.7378 | 0.5866 | 189.2704 | 111.026 | 0.5255 | 178.0259 | 93.5526 | 0.5663 | 197.4057 | 111.7908 | 0.5082 | 162.9519 | 82.8121 | 0.5648 | 166.052 | 93.7862 | 0.6005 | 43.9507 | 26.3924
|  | 9 | 0.3836 | 59.6987 | 22.9004 | 0.4004 | 88.4669 | 35.4221 | 0.5365 | 51.1336 | 27.4332 | 0.4193 | 170.19 | 71.3607 | 0.6092 | 195.7207 | 119.233 | 0.5402 | 170.8141 | 92.2738 | 0.5606 | 197.3422 | 110.63 | 0.5077 | 159.22 | 80.836 | 0.5888 | 157.7337 | 92.8736 | 0.6127 | 22.2626 | 13.6403
|  | 10 | 0.3525 | 66.5314 | 23.4523 | 0.3846 | 58.9027 | 22.654 | 0.5496 | 46.2955 | 25.444 | 0.4019 | 187.4234 | 75.3255 | 0.5999 | 192.9757 | 115.7661 | 0.5428 | 161.9513 | 87.9072 | 0.5672 | 197.1029 | 111.7968 | 0.5051 | 126.8411 | 64.0674 | 0.5934 | 98.6766 | 58.5547 | 0.6213 | 11.265 | 6.9989
|  | 11 | 0.3418 | 67.3715 | 23.0276 | 0.3681 | 40.3487 | 14.8524 | 0.5455 | 52.8576 | 28.8338 | 0.3911 | 161.9318 | 63.3315 | 0.5925 | 191.8209 | 113.6539 | 0.5337 | 135.5235 | 72.3289 | 0.56 | 193.9464 | 108.61 | 0.5002 | 93.9656 | 47.0016 | 0.5911 | 68.0517 | 40.2254 | 0.621 | 4.9299 | 3.0615
|  | 12 | 0.3498 | 63.5044 | 22.2138 | 0.3649 | 36.9611 | 13.4871 | 0.5417 | 48.915 | 26.4973 | 0.3834 | 148.6279 | 56.9839 | 0.5938 | 193.936 | 115.1592 | 0.5308 | 128.7111 | 68.3198 | 0.5551 | 192.766 | 107.0044 | 0.4996 | 87.8563 | 43.893 | 0.5832 | 48.9388 | 28.5411 | 0.6213 | 0.53166 | 0.33032
|  | 13 | 0.36 | 45.3016 | 16.3086 | 0.3801 | 28.0565 | 10.6643 | 0.5741 | 51.0535 | 29.3098 | 0.3804 | 133.3117 | 50.7118 | 0.5717 | 193.5739 | 110.6662 | 0.5377 | 146.4823 | 78.7635 | 0.5641 | 187.3798 | 105.7009 | 0.5026 | 73.5173 | 36.9498 | 0.591 | 43.6771 | 25.8132 | 0.6217 | 2.7607 | 1.7163
|  | 14 | 0.3467 | 48.0038 | 16.6429 | 0.3767 | 22.8378 | 8.603 | 0.5712 | 41.256 | 23.5654 | 0.3755 | 118.435 | 44.4723 | 0.5887 | 186.6675 | 109.8912 | 0.531 | 140.6865 | 74.7045 | 0.5692 | 175.3909 | 99.8325 | 0.4981 | 64.2588 | 32.0073 | 0.5881 | 49.2568 | 28.9679 | 0.6219 | 6.8704 | 4.2727
|  | 15 | 0.335 | 59.7786 | 20.0258 | 0.3834 | 26.1963 | 10.0437 | 0.5612 | 22.095 | 12.3997 | 0.378 | 99.4593 | 37.5956 | 0.5932 | 190.5904 | 113.0582 | 0.5419 | 131.9509 | 71.5042 | 0.5677 | 167.51 | 95.0954 | 0.499 | 60.3545 | 30.1169 | 0.5839 | 44.0712 | 25.7332 | 0.6218 | 3.7183 | 2.312
|  | 16 | 0.3429 | 68.3723 | 23.4449 | 0.3891 | 35.4179 | 13.7811 | 0.5631 | 15.2028 | 8.5607 | 0.3772 | 79.3824 | 29.943 | 0.5786 | 182.5974 | 105.6509 | 0.5445 | 138.7133 | 75.5294 | 0.5643 | 169.5164 | 95.6581 | 0.5006 | 58.2199 | 29.1449 | 0.5828 | 39.2841 | 22.8948 | 0.6215 | 23.9753 | 14.9006
|  | 17 | 0.3594 | 65.7755 | 23.6397 | 0.398 | 60.9918 | 24.2747 | 0.5643 | 13.5365 | 7.6386 | 0.3688 | 59.2756 | 21.8608 | 0.5536 | 190.4161 | 105.4144 | 0.5481 | 100.9538 | 55.3328 | 0.5595 | 151.2827 | 84.6427 | 0.497 | 59.6914 | 29.6666 | 0.5937 | 51.1736 | 30.3818 | 0.6196 | 46.7936 | 28.9933
|  | 18 | 0.3954 | 56.6135 | 22.385 | 0.4158 | 31.6173 | 13.1465 | 0.5461 | 26.7768 | 14.6228 | 0.3332 | 83.613 | 27.8598 | 0.5498 | 171.5946 | 94.3427 | 0.5438 | 109.0005 | 59.2745 | 0.5642 | 135.0233 | 76.1801 | 0.5026 | 80.5962 | 40.5077 | 0.5999 | 49.7066 | 29.819 | 0.6106 | 30.3033 | 18.5032
|  | 19 | 0.4058 | 79.0422 | 32.0753 | 0.4027 | 29.1754 | 11.7489 | 0.4915 | 37.394 | 18.3792 | 0.2983 | 131.7763 | 39.3089 | 0.5655 | 197.4266 | 111.6448 | 0.5654 | 80.8677 | 45.7226 | 0.5767 | 94.829 | 54.6879 | 0.4987 | 96.8969 | 48.3225 | 0.6 | 76.9862 | 46.1917 | 0.5951 | 7.4555 | 4.4368
|  | 20 | 0.3932 | 109.2678 | 42.9641 | 0.4143 | 18.5502 | 7.6853 | 0.4678 | 33.7382 | 15.7827 | 0.3154 | 168.1217 | 53.0256 | 0.5627 | 195.6557 | 110.0954 | 0.5588 | 120.7788 | 67.4912 | 0.5762 | 113.1483 | 65.1961 | 0.4984 | 146.7729 | 73.1516 | 0.6012 | 87.9906 | 52.9 | 0.5918 | 0.57796 | 0.34204
|  | 21 | 0.4037 | 118.5783 | 47.8701 | 0.4215 | 21.0898 | 8.8894 | 0.4722 | 55.378 | 26.1495 | 0.3361 | 180.9951 | 60.8324 | 0.5444 | 183.6661 | 99.9878 | 0.5556 | 130.3768 | 72.4374 | 0.5749 | 136.993 | 78.7573 | 0.5016 | 163.8605 | 82.1924 | 0.6009 | 111.8681 | 67.2215 | 0.5916 | 14.3236 | 8.4738
|  | 22 | 0.4045 | 108.0455 | 43.7044 | 0.4205 | 31.5659 | 13.2735 | 0.465 | 47.9165 | 22.2812 | 0.3603 | 189.3792 | 68.2333 | 0.5475 | 183.131 | 100.2642 | 0.5518 | 145.5018 | 80.2879 | 0.5789 | 165.0739 | 95.5613 | 0.5026 | 183.8312 | 92.3935 | 0.6012 | 142.7565 | 85.8252 | 0.5915 | 1.2766 | 0.75513
|  | 23 | 0.4087 | 133.2703 | 54.4676 | 0.4443 | 29.8734 | 13.2728 | 0.4631 | 69.2342 | 32.0623 | 0.3915 | 171.1644 | 67.0109 | 0.5511 | 197.024 | 108.5799 | 0.5326 | 102.3759 | 54.5254 | 0.5834 | 188.2398 | 109.8191 | 0.5098 | 189.1309 | 96.4189 | 0.5934 | 150.9611 | 89.5803 | 0.5914 | 0 | 0
|  | 24 | 0.4317 | 172.0127 | 74.2579 | 0.4864 | 17.3217 | 8.4253 | 0.5001 | 127.8697 | 63.9476 | 0.4224 | 133.6034 | 56.4341 | 0.5302 | 192.8762 | 102.2629 | 0.5465 | 99.1282 | 54.1736 | 0.5599 | 185.5424 | 103.8852 | 0.519 | 186.9032 | 97.0028 | 0.5758 | 168.7733 | 97.1797 | 0.5911 | 10.2562 | 6.0625
| 9 | 1 | 0.4571 | 166.0671 | 75.9093 | 0.5007 | 4.3026 | 2.1543 | 0.5539 | 135.3202 | 74.9539 | 0.4608 | 135.4475 | 62.4142 | 0.5315 | 184.0085 | 97.8005 | 0.5332 | 123.4805 | 65.8398 | 0.5576 | 152.7911 | 85.1963 | 0.5274 | 191.6137 | 101.0571 | 0.5637 | 192.8156 | 108.6901 | 0.6008 | 10.4985 | 6.3075
|  | 2 | 0.4846 | 167.267 | 81.0576 | 0.5276 | 14.2659 | 7.5267 | 0.5973 | 166.7736 | 99.6139 | 0.4884 | 135.7387 | 66.2948 | 0.5262 | 149.5581 | 78.6975 | 0.532 | 148.2802 | 78.8851 | 0.5654 | 171.6825 | 97.0693 | 0.5331 | 193.4579 | 103.1324 | 0.5586 | 189.7703 | 106.0057 | 0.614 | 49.9925 | 30.6954
|  | 3 | 0.5139 | 184.0642 | 94.5906 | 0.5546 | 55.7923 | 30.9424 | 0.6252 | 192.6082 | 120.4186 | 0.5119 | 117.143 | 59.9655 | 0.5116 | 149.5529 | 76.5113 | 0.5389 | 171.6361 | 92.4947 | 0.5698 | 152.9919 | 87.1748 | 0.5204 | 191.9886 | 99.9109 | 0.5465 | 193.356 | 105.6691 | 0.616 | 14.3806 | 8.8585
|  | 4 | 0.5289 | 173.3394 | 91.6792 | 0.566 | 83.4117 | 47.211 | 0.6273 | 195.3225 | 122.5258 | 0.5303 | 156.2779 | 82.8742 | 0.5033 | 149.5528 | 75.2699 | 0.5411 | 134.6305 | 72.8486 | 0.5739 | 143.7532 | 82.5 | 0.5145 | 185.0324 | 95.1992 | 0.546 | 196.712 | 107.4048 | 0.6157 | 5.954 | 3.6659
|  | 5 | 0.5368 | 151.8338 | 81.5044 | 0.5674 | 77.9163 | 44.2097 | 0.6288 | 196.3187 | 123.4452 | 0.5453 | 160.5499 | 87.5479 | 0.5043 | 149.5397 | 75.4129 | 0.5391 | 134.6401 | 72.5845 | 0.5723 | 167.537 | 95.8814 | 0.5178 | 186.8156 | 96.7331 | 0.5463 | 185.8196 | 101.5133 | 0.6159 | 2.6853 | 1.6539
|  | 6 | 0.5384 | 140.9004 | 75.8608 | 0.5505 | 44.0306 | 24.2388 | 0.614 | 196.0553 | 120.378 | 0.5575 | 160.6702 | 89.5736 | 0.5212 | 149.5436 | 77.9421 | 0.5322 | 134.6379 | 71.6543 | 0.5641 | 159.3622 | 89.8962 | 0.5316 | 192.6969 | 102.4377 | 0.5439 | 194.1821 | 105.6157 | 0.6159 | 4.346 | 2.6767
|  | 7 | 0.538 | 90.5277 | 48.7039 | 0.4943 | 15.3177 | 7.5715 | 0.5745 | 195.8291 | 112.5038 | 0.5606 | 174.3137 | 97.7203 | 0.5328 | 149.5534 | 79.682 | 0.5235 | 134.6377 | 70.4829 | 0.5573 | 181.2139 | 100.9905 | 0.5298 | 192.9649 | 102.2328 | 0.5468 | 190.5283 | 104.1809 | 0.6152 | 6.0224 | 3.705
|  | 8 | 0.5323 | 56.0322 | 29.8259 | 0.4745 | 25.0227 | 11.8733 | 0.534 | 182.2881 | 97.3419 | 0.5534 | 142.6507 | 78.9429 | 0.5294 | 149.5642 | 79.1793 | 0.5364 | 134.6479 | 72.2251 | 0.5474 | 157.2295 | 86.0674 | 0.5221 | 142.5774 | 74.4396 | 0.5499 | 184.5123 | 101.4633 | 0.5938 | 6.395 | 3.7973
|  | 9 | 0.4976 | 46.1338 | 22.9562 | 0.4537 | 60.1582 | 27.2938 | 0.4897 | 176.2445 | 86.3069 | 0.5267 | 115.6688 | 60.9228 | 0.5351 | 190.951 | 102.1779 | 0.5332 | 174.9262 | 93.2706 | 0.5645 | 125.0644 | 70.5988 | 0.5156 | 179.8811 | 92.7467 | 0.5489 | 161.3853 | 88.5844 | 0.5927 | 0 | 0
|  | 10 | 0.4753 | 53.1613 | 25.2676 | 0.4404 | 40.9347 | 18.0276 | 0.4719 | 170.9617 | 80.6768 | 0.5048 | 97.7059 | 49.3219 | 0.5415 | 174.7682 | 94.637 | 0.5259 | 197.9608 | 104.1076 | 0.5788 | 191.2726 | 110.7086 | 0.5144 | 165.1009 | 84.9279 | 0.566 | 114.2328 | 64.6558 | 0.5864 | 0 | 0
|  | 11 | 0.4565 | 64.1424 | 29.281 | 0.4482 | 26.3497 | 11.8099 | 0.4492 | 153.2581 | 68.8436 | 0.4694 | 73.1927 | 34.3567 | 0.5585 | 172.4183 | 96.2956 | 0.535 | 193.5177 | 103.532 | 0.5813 | 184.9508 | 107.5119 | 0.5089 | 138.4741 | 70.4695 | 0.5665 | 61.6861 | 34.9452 | 0.6045 | 19.6563 | 11.8823
|  | 12 | 0.4459 | 78.0107 | 34.785 | 0.4398 | 23.9801 | 10.5465 | 0.4435 | 122.0335 | 54.1218 | 0.4471 | 68.3817 | 30.5735 | 0.5631 | 171.1271 | 96.3617 | 0.5412 | 178.8536 | 96.7956 | 0.5768 | 170.8405 | 98.5408 | 0.5016 | 104.3527 | 52.3433 | 0.5659 | 41.2657 | 23.3523 | 0.6009 | 26.7167 | 16.054
|  | 13 | 0.4569 | 78.419 | 35.8296 | 0.4525 | 27.6209 | 12.4984 | 0.4543 | 87.2449 | 39.6354 | 0.4393 | 54.9352 | 24.133 | 0.554 | 142.6698 | 79.0391 | 0.5308 | 167.0888 | 88.6907 | 0.5829 | 166.1457 | 96.8464 | 0.5027 | 100.6194 | 50.5814 | 0.5661 | 31.7754 | 17.988 | 0.6014 | 27.4312 | 16.4971
|  | 14 | 0.4486 | 64.1498 | 28.7776 | 0.4541 | 29.1353 | 13.2303 | 0.4331 | 61.6706 | 26.7095 | 0.4444 | 58.668 | 26.0721 | 0.5621 | 136.5713 | 76.7667 | 0.5443 | 164.9595 | 89.7875 | 0.5733 | 150.7429 | 86.4209 | 0.5051 | 105.2898 | 53.1819 | 0.5653 | 40.8291 | 23.0807 | 0.6094 | 23.3749 | 14.2447
|  | 15 | 0.4473 | 58.6379 | 26.2287 | 0.4645 | 28.0625 | 13.035 | 0.4228 | 86.0337 | 36.3751 | 0.4454 | 68.1539 | 30.3558 | 0.5685 | 116.4032 | 66.1752 | 0.5588 | 153.9348 | 86.0188 | 0.5703 | 137.4929 | 78.4122 | 0.5129 | 99.2203 | 50.8901 | 0.5613 | 51.4731 | 28.8918 | 0.6067 | 32.2794 | 19.5839
|  | 16 | 0.4464 | 75.9775 | 33.9164 | 0.4673 | 12.4834 | 5.8335 | 0.421 | 49.5258 | 20.8504 | 0.4372 | 65.6426 | 28.6989 | 0.5712 | 117.0245 | 66.8444 | 0.5621 | 149.451 | 84.0064 | 0.5704 | 142.9455 | 81.5361 | 0.5078 | 94.5433 | 48.0091 | 0.5638 | 56.8851 | 32.0718 | 0.6078 | 31.1128 | 18.9103
|  | 17 | 0.4477 | 72.642 | 32.5218 | 0.466 | 17.4182 | 8.1169 | 0.4245 | 32.7683 | 13.9101 | 0.411 | 82.0417 | 33.7191 | 0.5715 | 127.314 | 72.7599 | 0.557 | 147.218 | 82.0004 | 0.5695 | 143.2963 | 81.6072 | 0.5013 | 104.7551 | 52.5137 | 0.5637 | 52.7918 | 29.7587 | 0.6135 | 38.9511 | 23.8965
|  | 18 | 0.4568 | 63.0536 | 28.8029 | 0.4896 | 30.1176 | 14.7456 | 0.434 | 31.7266 | 13.7693 | 0.3579 | 83.433 | 29.8607 | 0.5696 | 125.5025 | 71.4862 | 0.5507 | 142.2442 | 78.3339 | 0.5701 | 116.1037 | 66.1907 | 0.5047 | 83.5508 | 42.1681 | 0.5634 | 61.7597 | 34.7954 | 0.5831 | 22.3632 | 13.04
|  | 19 | 0.4341 | 79.2354 | 34.3961 | 0.4667 | 46.1767 | 21.5507 | 0.428 | 75.6139 | 32.3628 | 0.3187 | 89.4443 | 28.5059 | 0.5619 | 146.553 | 82.3481 | 0.5667 | 121.7285 | 68.9836 | 0.5686 | 74.5539 | 42.3913 | 0.5013 | 85.4235 | 42.8228 | 0.5861 | 88.2635 | 51.7312 | 0.5842 | 30.6869 | 17.9273
|  | 20 | 0.4229 | 71.8899 | 30.4022 | 0.4371 | 29.0156 | 12.6827 | 0.4446 | 109.8491 | 48.8389 | 0.3477 | 87.5158 | 30.4292 | 0.5691 | 178.1632 | 101.3927 | 0.5571 | 126.3558 | 70.3928 | 0.5683 | 107.49 | 61.0866 | 0.502 | 131.7452 | 66.1361 | 0.5892 | 127.702 | 75.242 | 0.5984 | 54.5452 | 32.6398
|  | 21 | 0.4348 | 60.4704 | 26.2925 | 0.4465 | 16.5036 | 7.3689 | 0.4588 | 140.4062 | 64.4184 | 0.3653 | 86.0118 | 31.4201 | 0.5709 | 184.487 | 105.3236 | 0.5444 | 156.9144 | 85.4242 | 0.5671 | 175.4417 | 99.493 | 0.5054 | 154.2742 | 77.9702 | 0.5823 | 163.6179 | 95.2747 | 0.5982 | 50.3386 | 30.1125
|  | 22 | 0.449 | 60.8029 | 27.3005 | 0.4409 | 14.6984 | 6.4805 | 0.459 | 187.0931 | 85.8757 | 0.3827 | 118.6565 | 45.4098 | 0.5681 | 183.0634 | 103.9983 | 0.5391 | 130.9508 | 70.5956 | 0.5679 | 187.3539 | 106.3983 | 0.5065 | 167.1077 | 84.6401 | 0.5722 | 177.8115 | 101.7437 | 0.6009 | 57.7428 | 34.6976
|  | 23 | 0.4674 | 43.7818 | 20.4636 | 0.4664 | 9.1503 | 4.2677 | 0.4801 | 188.1187 | 90.3158 | 0.4032 | 142.607 | 57.4991 | 0.5565 | 192.0661 | 106.8848 | 0.5307 | 169.0165 | 89.6971 | 0.5773 | 193.3078 | 111.5966 | 0.5123 | 192.9978 | 98.8728 | 0.5632 | 183.7857 | 103.5081 | 0.5828 | 63.6021 | 37.0673
|  | 24 | 0.4875 | 11.3235 | 5.5202 | 0.517 | 3.0652 | 1.5847 | 0.5186 | 185.9348 | 96.4258 | 0.4409 | 169.775 | 74.8538 | 0.5489 | 195.4981 | 107.3089 | 0.5425 | 154.7483 | 83.9509 | 0.5736 | 190.932 | 109.5186 | 0.5213 | 195.1492 | 101.7313 | 0.55 | 145.3938 | 79.9666 | 0.5904 | 70.8054 | 41.8035
| 10 | 1 | 0.5117 | 43.1142 | 22.0615 | 0.6141 | 2.6207 | 1.6094 | 0.5511 | 196.3369 | 108.2013 | 0.4801 | 185.531 | 89.0734 | 0.5327 | 178.5519 | 95.1146 | 0.5242 | 194.1887 | 101.7937 | 0.5433 | 191.4546 | 104.0173 | 0.5315 | 197.4655 | 104.9529 | 0.5305 | 189.2442 | 100.394 | 0.5942 | 147.3418 | 87.5505
|  | 2 | 0.521 | 111.0188 | 57.8408 | 0.6441 | 3.3939 | 2.186 | 0.5853 | 189.113 | 110.6878 | 0.5066 | 168.7633 | 85.4955 | 0.5289 | 186.5098 | 98.645 | 0.5259 | 179.1432 | 94.2114 | 0.5483 | 173.8777 | 95.3372 | 0.5382 | 193.1958 | 103.978 | 0.5348 | 182.8539 | 97.7903 | 0.6106 | 188.1834 | 114.9048
|  | 3 | 0.5198 | 136.6244 | 71.0174 | 0.6466 | 0.32598 | 0.21078 | 0.6088 | 194.9935 | 118.7121 | 0.5145 | 112.9252 | 58.1 | 0.5151 | 192.8182 | 99.3206 | 0.5323 | 151.589 | 80.6908 | 0.5549 | 161.9534 | 89.8679 | 0.5407 | 197.3071 | 106.6839 | 0.5324 | 188.6149 | 100.4186 | 0.6146 | 164.7509 | 101.2559
|  | 4 | 0.5217 | 52.4906 | 27.3844 | 0.65 | 4.5505 | 2.9578 | 0.6179 | 199.2923 | 123.1427 | 0.5148 | 54.9379 | 28.282 | 0.5101 | 191.4395 | 97.6533 | 0.5361 | 163.6218 | 87.7176 | 0.5563 | 170.4977 | 94.8479 | 0.5363 | 198.4268 | 106.4163 | 0.5348 | 183.9809 | 98.393 | 0.6146 | 124.9412 | 76.7889
|  | 5 | 0.5228 | 19.2743 | 10.0766 | 0.6514 | 0.078576 | 0.051184 | 0.621 | 200.2313 | 124.3436 | 0.5058 | 93.7947 | 47.4414 | 0.5171 | 176.33 | 91.1803 | 0.5341 | 176.9659 | 94.5175 | 0.5572 | 184.1373 | 102.6013 | 0.5404 | 198.2753 | 107.148 | 0.5425 | 173.6337 | 94.1963 | 0.6144 | 52.5353 | 32.2777
|  | 6 | 0.5221 | 12.0944 | 6.3145 | 0.6433 | 8.406 | 5.4076 | 0.5935 | 199.2562 | 118.2585 | 0.4844 | 158.0863 | 76.577 | 0.5302 | 147.1817 | 78.0357 | 0.533 | 169.3321 | 90.254 | 0.5526 | 184.6651 | 102.0459 | 0.539 | 198.1391 | 106.797 | 0.5537 | 163.4465 | 90.5003 | 0.6148 | 21.7211 | 13.3542
|  | 7 | 0.5261 | 7.0748 | 3.7221 | 0.6384 | 29.6078 | 18.9017 | 0.5544 | 188.8167 | 104.68 | 0.4365 | 172.4124 | 75.258 | 0.5387 | 126.7308 | 68.2699 | 0.5326 | 134.443 | 71.6043 | 0.5468 | 176.6489 | 96.5916 | 0.5332 | 197.8169 | 105.476 | 0.5711 | 146.7932 | 83.8336 | 0.6058 | 3.8916 | 2.3575
|  | 8 | 0.532 | 11.8636 | 6.3114 | 0.6081 | 22.942 | 13.951 | 0.5023 | 185.009 | 92.93 | 0.4128 | 175.7311 | 72.5418 | 0.5598 | 162.0383 | 90.709 | 0.5354 | 151.8092 | 81.2786 | 0.5506 | 188.3666 | 103.7146 | 0.5258 | 197.4186 | 103.8027 | 0.57 | 128.9319 | 73.4912 | 0.5908 | 1.8755 | 1.108
|  | 9 | 0.535 | 35.0639 | 18.7592 | 0.5759 | 7.531 | 4.3371 | 0.4603 | 189.2717 | 87.1218 | 0.378 | 166.0235 | 62.7569 | 0.5618 | 180.0536 | 101.1541 | 0.5257 | 168.8557 | 88.7674 | 0.5811 | 194.8343 | 113.2182 | 0.5155 | 192.9621 | 99.4719 | 0.5642 | 118.2235 | 66.7017 | 0.5877 | 0.11757 | 0.069098
|  | 10 | 0.5343 | 21.7029 | 11.5959 | 0.5634 | 7.9719 | 4.4914 | 0.4351 | 182.3373 | 79.335 | 0.3622 | 151.6622 | 54.932 | 0.5571 | 179.4166 | 99.953 | 0.5207 | 149.6032 | 77.8984 | 0.5811 | 195.4229 | 113.5602 | 0.5104 | 177.4197 | 90.555 | 0.5481 | 131.1782 | 71.8988 | 0.6043 | 5.9809 | 3.6143
|  | 11 | 0.5119 | 12.6774 | 6.4896 | 0.5436 | 0.3404 | 0.18504 | 0.415 | 148.9347 | 61.8079 | 0.3459 | 148.1222 | 51.2355 | 0.5517 | 152.4621 | 84.1134 | 0.5151 | 149.6133 | 77.0658 | 0.5703 | 188.826 | 107.6875 | 0.5063 | 165.7566 | 83.9226 | 0.5482 | 123.146 | 67.5086 | 0.6124 | 11.728 | 7.1822
|  | 12 | 0.4886 | 9.0011 | 4.3979 | 0.5399 | 7.4377 | 4.0156 | 0.4095 | 102.139 | 41.8259 | 0.3366 | 142.7738 | 48.0577 | 0.5505 | 140.0422 | 77.0933 | 0.5129 | 149.6213 | 76.7408 | 0.5699 | 167.5541 | 95.4891 | 0.5044 | 139.3103 | 70.2681 | 0.5462 | 95.3353 | 52.0721 | 0.6046 | 19.1805 | 11.5966
|  | 13 | 0.4831 | 12.593 | 6.0837 | 0.5643 | 5.644 | 3.1849 | 0.4172 | 69.4714 | 28.9835 | 0.3485 | 148.7824 | 51.8507 | 0.5531 | 82.2377 | 45.4857 | 0.513 | 149.6206 | 76.7554 | 0.5722 | 144.3988 | 82.625 | 0.5082 | 118.8764 | 60.413 | 0.5476 | 100.6135 | 55.096 | 0.6024 | 15.7626 | 9.4954
|  | 14 | 0.4778 | 12.3771 | 5.9138 | 0.5759 | 5.1155 | 2.946 | 0.4015 | 49.3873 | 19.829 | 0.334 | 141.542 | 47.275 | 0.546 | 86.2981 | 47.1187 | 0.5123 | 149.4247 | 76.5503 | 0.571 | 103.5128 | 59.1058 | 0.5004 | 119.3069 | 59.7012 | 0.5469 | 71.6293 | 39.1741 | 0.5787 | 15.8593 | 9.1778
|  | 15 | 0.4741 | 10.9967 | 5.2135 | 0.5631 | 1.4173 | 0.79806 | 0.3902 | 43.2241 | 16.8661 | 0.3214 | 124.1284 | 39.8949 | 0.5375 | 74.9969 | 40.3108 | 0.5113 | 149.159 | 76.265 | 0.5722 | 76.4033 | 43.718 | 0.5121 | 135.1868 | 69.2292 | 0.5459 | 54.7325 | 29.8785 | 0.5873 | 20.73 | 12.1747
|  | 16 | 0.4741 | 10.0684 | 4.7734 | 0.5596 | 0.97247 | 0.54419 | 0.3893 | 49.347 | 19.2108 | 0.3228 | 123.1148 | 39.7415 | 0.5385 | 72.7364 | 39.1686 | 0.5121 | 132.0742 | 67.6352 | 0.5724 | 56.3211 | 32.2382 | 0.5124 | 137.9821 | 70.702 | 0.5448 | 54.5633 | 29.7261 | 0.593 | 17.7541 | 10.5282
|  | 17 | 0.4644 | 22.5456 | 10.4702 | 0.568 | 0 | 0 | 0.3959 | 51.7921 | 20.5045 | 0.3239 | 80.7206 | 26.1454 | 0.5368 | 50.8444 | 27.2933 | 0.5183 | 115.7965 | 60.0173 | 0.5722 | 49.0385 | 28.0598 | 0.5053 | 140.271 | 70.8789 | 0.5424 | 53.0175 | 28.7567 | 0.5954 | 21.2329 | 12.6421
|  | 18 | 0.4662 | 26.5096 | 12.3588 | 0.599 | 0 | 0 | 0.3969 | 34.4861 | 13.6875 | 0.3191 | 76.6279 | 24.452 | 0.5351 | 34.798 | 18.6204 | 0.5411 | 115.3905 | 62.4378 | 0.5705 | 45.5507 | 25.9867 | 0.5039 | 131.6362 | 66.3315 | 0.5528 | 65.3444 | 36.1224 | 0.6067 | 17.3449 | 10.5231
|  | 19 | 0.4276 | 62.1909 | 26.5928 | 0.5778 | 0 | 0 | 0.3904 | 30.9325 | 12.076 | 0.3046 | 175.3508 | 53.4119 | 0.5319 | 52.0229 | 27.671 | 0.5787 | 154.5762 | 89.4533 | 0.5707 | 76.8098 | 43.8354 | 0.5003 | 112.8577 | 56.4627 | 0.5748 | 83.1128 | 47.7733 | 0.5942 | 35.9632 | 21.3693
|  | 20 | 0.4088 | 54.5036 | 22.2811 | 0.5851 | 0 | 0 | 0.4112 | 35.4383 | 14.5722 | 0.3172 | 139.0218 | 44.0977 | 0.5315 | 78.0223 | 41.4688 | 0.5833 | 177.6805 | 103.641 | 0.5697 | 99.2728 | 56.5557 | 0.4997 | 162.2581 | 81.0804 | 0.5822 | 116.1438 | 67.6189 | 0.6114 | 40.5153 | 24.7711
|  | 21 | 0.4171 | 75.3276 | 31.4192 | 0.5924 | 0 | 0 | 0.4272 | 26.7831 | 11.4417 | 0.3276 | 184.1175 | 60.3169 | 0.5362 | 106.0123 | 56.8438 | 0.5637 | 189.4555 | 106.7961 | 0.5684 | 118.4934 | 67.3516 | 0.5037 | 183.956 | 92.6586 | 0.5761 | 126.5692 | 72.9165 | 0.6065 | 41.1638 | 24.9659
|  | 22 | 0.424 | 76.7758 | 32.553 | 0.5922 | 0 | 0 | 0.4291 | 67.9176 | 29.1434 | 0.3325 | 198.5281 | 66.0106 | 0.5398 | 140.8124 | 76.0105 | 0.548 | 194.2962 | 106.4743 | 0.5681 | 111.5355 | 63.3633 | 0.5038 | 197.2758 | 99.3876 | 0.5698 | 131.4197 | 74.8829 | 0.6073 | 41.2495 | 25.0508
|  | 23 | 0.4343 | 77.2648 | 33.5561 | 0.6177 | 0 | 0 | 0.4428 | 70.764 | 31.3343 | 0.352 | 197.6529 | 69.5738 | 0.5494 | 138.1563 | 75.9031 | 0.5343 | 197.0499 | 105.2838 | 0.5693 | 183.1419 | 104.2627 | 0.5102 | 191.0564 | 97.477 | 0.5631 | 149.936 | 84.429 | 0.6033 | 27.6634 | 16.6893
|  | 24 | 0.4589 | 61.2149 | 28.0915 | 0.6447 | 0 | 0 | 0.4594 | 77.837 | 35.7583 | 0.3872 | 197.7932 | 76.5855 | 0.5608 | 129.8584 | 72.8246 | 0.5272 | 197.6182 | 104.1843 | 0.585 | 195.9446 | 114.6276 | 0.5196 | 193.9772 | 100.7906 | 0.557 | 169.4561 | 94.387 | 0.6074 | 23.4306 | 14.2317
| 11 | 1 | 0.4911 | 73.1647 | 35.9312 | 0.656 | 0 | 0 | 0.4275 | 92.0075 | 39.3332 | 0.4246 | 198.5261 | 84.2942 | 0.5437 | 140.1474 | 76.1981 | 0.5368 | 196.8817 | 105.6861 | 0.5606 | 196.552 | 110.187 | 0.5277 | 197.366 | 104.15 | 0.548 | 194.3873 | 106.5243 | 0.6134 | 28.597 | 17.5414
|  | 2 | 0.5138 | 47.6025 | 24.4582 | 0.6373 | 0 | 0 | 0.4296 | 129.0877 | 55.4561 | 0.4537 | 192.8373 | 87.4903 | 0.5318 | 158.7787 | 84.4385 | 0.5465 | 195.2525 | 106.7055 | 0.5429 | 185.6688 | 100.7996 | 0.5351 | 197.6439 | 105.7593 | 0.5654 | 194.4763 | 109.9569 | 0.6247 | 73.6367 | 46.0008
|  | 3 | 0.5298 | 44.3338 | 23.488 | 0.6448 | 0 | 0 | 0.4314 | 150.9146 | 65.1046 | 0.4737 | 191.9331 | 90.9187 | 0.5291 | 167.6608 | 88.7093 | 0.5548 | 197.5954 | 109.6259 | 0.5501 | 175.54 | 96.5646 | 0.5386 | 198.057 | 106.6735 | 0.5589 | 195.0717 | 109.0256 | 0.6303 | 199.8266 | 125.9507
|  | 4 | 0.5561 | 63.4545 | 35.287 | 0.6494 | 0 | 0 | 0.459 | 145.8178 | 66.9304 | 0.4828 | 196.5588 | 94.8986 | 0.5241 | 154.6852 | 81.0705 | 0.5585 | 170.413 | 95.1757 | 0.5541 | 190.7014 | 105.6676 | 0.5343 | 196.2861 | 104.8757 | 0.5557 | 192.7839 | 107.13 | 0.6305 | 201.149 | 126.8245
|  | 5 | 0.5586 | 36.8678 | 20.5944 | 0.6484 | 0.14599 | 0.094661 | 0.4694 | 180.3357 | 84.6496 | 0.4739 | 196.4594 | 93.1021 | 0.5241 | 152.8612 | 80.1146 | 0.5592 | 129.6354 | 72.4921 | 0.5549 | 196.7882 | 109.1978 | 0.5338 | 195.1337 | 104.1624 | 0.558 | 167.2201 | 93.3088 | 0.6304 | 201.236 | 126.8591
|  | 6 | 0.5534 | 39.4591 | 21.8366 | 0.6383 | 1.8878 | 1.205 | 0.4817 | 193.9839 | 93.4421 | 0.4513 | 197.5801 | 89.1679 | 0.5318 | 156.6639 | 83.3139 | 0.5596 | 129.6327 | 72.5425 | 0.5515 | 194.8227 | 107.4447 | 0.5323 | 195.253 | 103.9332 | 0.5577 | 144.4933 | 80.5839 | 0.6304 | 182.7167 | 115.1846
|  | 7 | 0.5341 | 28.4475 | 15.1938 | 0.6643 | 0.21518 | 0.14294 | 0.4614 | 195.4959 | 90.2018 | 0.3873 | 197.0739 | 76.3267 | 0.544 | 157.1595 | 85.4948 | 0.5615 | 114.1315 | 64.0848 | 0.5456 | 197.3464 | 107.6722 | 0.5285 | 186.0106 | 98.3066 | 0.5494 | 140.7279 | 77.3159 | 0.6249 | 168.1296 | 105.0642
|  | 8 | 0.4894 | 14.52 | 7.1061 | 0.6543 | 0 | 0 | 0.4092 | 195.0354 | 79.8085 | 0.358 | 192.6099 | 68.9544 | 0.5666 | 168.907 | 95.7027 | 0.5632 | 84.7247 | 47.7169 | 0.5691 | 197.11 | 112.1753 | 0.5192 | 151.3899 | 78.6016 | 0.5549 | 121.6745 | 67.5172 | 0.6048 | 131.9776 | 79.82
|  | 9 | 0.4465 | 5.142 | 2.2959 | 0.634 | 0 | 0 | 0.3792 | 186.4741 | 70.711 | 0.3337 | 184.414 | 61.5389 | 0.5733 | 175.2714 | 100.4831 | 0.5551 | 41.6823 | 23.1378 | 0.5904 | 194.5558 | 114.8657 | 0.5104 | 189.6336 | 96.789 | 0.5698 | 108.9927 | 62.104 | 0.6053 | 65.8029 | 39.8305
|  | 10 | 0.4415 | 9.9907 | 4.4109 | 0.5998 | 0 | 0 | 0.3657 | 174.8345 | 63.937 | 0.3165 | 184.0054 | 58.2377 | 0.5724 | 186.3303 | 106.6554 | 0.5462 | 38.7606 | 21.171 | 0.5785 | 194.4149 | 112.469 | 0.5031 | 152.081 | 76.5119 | 0.6015 | 145.216 | 87.3474 | 0.598 | 48.9258 | 29.2576
|  | 11 | 0.4269 | 7.5994 | 3.2442 | 0.5918 | 0 | 0 | 0.3541 | 118.2739 | 41.8808 | 0.304 | 176.4172 | 53.6308 | 0.5708 | 169.222 | 96.5919 | 0.5402 | 38.7734 | 20.9454 | 0.5747 | 193.0159 | 110.9262 | 0.4989 | 126.6523 | 63.1868 | 0.5985 | 148.3231 | 88.7714 | 0.6199 | 23.1731 | 14.365
|  | 12 | 0.4294 | 9.5349 | 4.0943 | 0.5907 | 0 | 0 | 0.3448 | 78.3392 | 27.0113 | 0.2999 | 174.7015 | 52.393 | 0.5734 | 117.5315 | 67.3926 | 0.5382 | 38.7787 | 20.8707 | 0.5754 | 184.2889 | 106.0398 | 0.5 | 147.4838 | 73.7419 | 0.5927 | 117.1489 | 69.4342 | 0.6249 | 11.9015 | 7.4373
|  | 13 | 0.4427 | 17.1484 | 7.5916 | 0.6242 | 0.000362 | 0.00022596 | 0.3443 | 48.0775 | 16.5531 | 0.3077 | 144.3705 | 44.4228 | 0.58 | 74.3211 | 43.1062 | 0.5408 | 38.7811 | 20.9728 | 0.5755 | 157.8522 | 90.844 | 0.4988 | 136.4006 | 68.0366 | 0.5928 | 87.1374 | 51.655 | 0.6323 | 6.8189 | 4.3116
|  | 14 | 0.4465 | 12.275 | 5.4808 | 0.5987 | 0 | 0 | 0.3378 | 43.4748 | 14.6858 | 0.2954 | 126.9096 | 37.4891 | 0.5732 | 76.5059 | 43.8532 | 0.5447 | 38.7829 | 21.125 | 0.5765 | 112.1296 | 64.6427 | 0.519 | 133.8456 | 69.4659 | 0.5931 | 64.6063 | 38.318 | 0.6214 | 4.4592 | 2.771
|  | 15 | 0.4475 | 18.661 | 8.3508 | 0.5594 | 0.092873 | 0.051953 | 0.3327 | 39.8086 | 13.2443 | 0.2839 | 99.0636 | 28.1242 | 0.5688 | 80.6759 | 45.8885 | 0.5453 | 53.634 | 29.2466 | 0.5755 | 83.3349 | 47.9592 | 0.5296 | 146.5259 | 77.6001 | 0.5922 | 52.8123 | 31.2754 | 0.6176 | 8.4752 | 5.2343
|  | 16 | 0.4487 | 34.9933 | 15.7015 | 0.5087 | 10.0252 | 5.0998 | 0.3319 | 36.8417 | 12.2278 | 0.2844 | 96.8338 | 27.5395 | 0.5673 | 72.5929 | 41.182 | 0.543 | 73.7532 | 40.048 | 0.5745 | 88.1564 | 50.6459 | 0.5299 | 162.0458 | 85.868 | 0.5908 | 48.8951 | 28.8872 | 0.6181 | 11.6805 | 7.2197
|  | 17 | 0.461 | 38.4137 | 17.7087 | 0.4577 | 25.8562 | 11.8344 | 0.3279 | 35.5337 | 11.6515 | 0.2692 | 65.5891 | 17.6566 | 0.5653 | 77.1447 | 43.6099 | 0.537 | 75.0437 | 40.2985 | 0.5762 | 95.2288 | 54.8708 | 0.5195 | 167.9478 | 87.2489 | 0.5895 | 57.5741 | 33.9399 | 0.6226 | 11.2621 | 7.0118
|  | 18 | 0.4816 | 35.5734 | 17.1322 | 0.4782 | 4.3856 | 2.0972 | 0.304 | 28.533 | 8.674 | 0.2477 | 83.3521 | 20.6463 | 0.5638 | 106.2122 | 59.8824 | 0.5261 | 79.0235 | 41.5743 | 0.5755 | 77.3627 | 44.5222 | 0.5177 | 160.1518 | 82.9106 | 0.5861 | 61.4087 | 35.9916 | 0.6214 | 6.7708 | 4.2074
|  | 19 | 0.4662 | 43.5918 | 20.3225 | 0.4766 | 20.764 | 9.8961 | 0.2796 | 23.0581 | 6.447 | 0.2369 | 95.5541 | 22.6368 | 0.5607 | 131.0965 | 73.5058 | 0.5712 | 76.2425 | 43.5497 | 0.5759 | 82.708 | 47.6315 | 0.5202 | 151.1722 | 78.6398 | 0.5859 | 75.1179 | 44.0116 | 0.6177 | 18.0319 | 11.1383
|  | 20 | 0.4533 | 40.4616 | 18.3412 | 0.5037 | 33.4714 | 16.8595 | 0.2949 | 17.5378 | 5.1719 | 0.25 | 132.0831 | 33.0208 | 0.5594 | 166.7686 | 93.2903 | 0.5641 | 120.8393 | 68.1654 | 0.5755 | 128.7767 | 74.111 | 0.5255 | 158.6193 | 83.3544 | 0.5847 | 87.8644 | 51.3743 | 0.6295 | 28.2079 | 17.7569
|  | 21 | 0.4611 | 56.0137 | 25.8279 | 0.5389 | 58.7151 | 31.6415 | 0.3117 | 43.9272 | 13.6921 | 0.2612 | 191.939 | 50.1345 | 0.5677 | 162.9923 | 92.5307 | 0.5499 | 140.9268 | 77.4956 | 0.5749 | 180.7197 | 103.8958 | 0.5243 | 179.0907 | 93.8973 | 0.5855 | 108.0076 | 63.2385 | 0.6314 | 29.5291 | 18.6446
|  | 22 | 0.4608 | 35.8539 | 16.5215 | 0.5464 | 35.1467 | 19.2041 | 0.3264 | 57.5773 | 18.7932 | 0.2666 | 195.8058 | 52.2018 | 0.5701 | 141.3935 | 80.6084 | 0.5431 | 167.6017 | 91.0245 | 0.5745 | 191.563 | 110.0529 | 0.5266 | 196.8547 | 103.6637 | 0.5847 | 101.0713 | 59.0964 | 0.6264 | 26.0394 | 16.3111
|  | 23 | 0.4545 | 29.0653 | 13.2102 | 0.5758 | 12.3879 | 7.133 | 0.349 | 58.7358 | 20.4988 | 0.3239 | 196.3148 | 63.5864 | 0.5804 | 165.0513 | 95.7958 | 0.5333 | 179.792 | 95.8831 | 0.5738 | 195.5369 | 112.1991 | 0.5327 | 195.6744 | 104.2358 | 0.5922 | 105.3525 | 62.3898 | 0.6135 | 19.8386 | 12.171
|  | 24 | 0.4727 | 28.223 | 13.341 | 0.6204 | 11.1348 | 6.908 | 0.3701 | 115.0258 | 42.571 | 0.3724 | 188.7985 | 70.3086 | 0.5735 | 165.8098 | 95.0919 | 0.5309 | 190.045 | 100.8949 | 0.5843 | 197.7916 | 115.5696 | 0.5408 | 195.2146 | 105.5721 | 0.5996 | 167.8649 | 100.6518 | 0.5957 | 29.2059 | 17.398
| 12 | 1 | 0.5071 | 35.4817 | 17.9928 | 0.647 | 1.4788 | 0.95679 | 0.3906 | 181.5804 | 70.9253 | 0.4094 | 165.9514 | 67.9405 | 0.5574 | 168.3319 | 93.8282 | 0.5343 | 195.8708 | 104.6538 | 0.569 | 196.8534 | 112.0096 | 0.5441 | 192.7212 | 104.8596 | 0.5899 | 197.5644 | 116.5432 | 0.5851 | 51.6346 | 30.2114
|  | 2 | 0.5414 | 115.3199 | 62.4342 | 0.6576 | 69.0508 | 45.4078 | 0.4063 | 183.5738 | 74.586 | 0.4369 | 149.297 | 65.2279 | 0.5477 | 124.4913 | 68.1839 | 0.5424 | 195.9728 | 106.2956 | 0.5493 | 196.5818 | 107.9824 | 0.5462 | 197.3683 | 107.8026 | 0.5736 | 195.2047 | 111.9694 | 0.5847 | 80.8779 | 47.2893
|  | 3 | 0.5525 | 168.1889 | 92.9244 | 0.6509 | 7.1822 | 4.6749 | 0.4231 | 194.2595 | 82.1912 | 0.4548 | 161.0857 | 73.2618 | 0.5413 | 93.3029 | 50.5049 | 0.5461 | 195.1314 | 106.5613 | 0.5588 | 197.9471 | 110.6128 | 0.5294 | 191.1553 | 101.1976 | 0.5619 | 193.6277 | 108.7994 | 0.5929 | 190.1912 | 112.7644
|  | 4 | 0.5513 | 170.0972 | 93.7746 | 0.6375 | 0.65981 | 0.42063 | 0.4324 | 190.1159 | 82.2061 | 0.4631 | 159.9408 | 74.0686 | 0.5412 | 89.6843 | 48.5371 | 0.5472 | 195.4008 | 106.9233 | 0.5621 | 196.777 | 110.6084 | 0.534 | 191.8559 | 102.4511 | 0.5615 | 191.0021 | 107.2477 | 0.5984 | 193.8715 | 116.0127
|  | 5 | 0.55 | 179.928 | 98.9604 | 0.6335 | 5.508 | 3.4893 | 0.44 | 192.2916 | 84.6083 | 0.4617 | 178.7011 | 82.5063 | 0.5414 | 144.6666 | 78.3225 | 0.5445 | 195.7149 | 106.5668 | 0.5634 | 196.649 | 110.792 | 0.5375 | 175.7331 | 94.4565 | 0.5609 | 190.1171 | 106.6367 | 0.5997 | 200.7034 | 120.3618
|  | 6 | 0.5466 | 150.5067 | 82.267 | 0.6482 | 1.2513 | 0.81112 | 0.4481 | 179.2868 | 80.3384 | 0.4392 | 177.85 | 78.1117 | 0.5458 | 148.9698 | 81.3077 | 0.5352 | 195.8291 | 104.8078 | 0.5594 | 198.3485 | 110.9561 | 0.5388 | 183.2505 | 98.7354 | 0.5614 | 189.8153 | 106.5623 | 0.6021 | 187.5407 | 112.9183
|  | 7 | 0.5451 | 121.1541 | 66.0411 | 0.6505 | 9.5368 | 6.2037 | 0.4689 | 193.4165 | 90.693 | 0.4051 | 185.0109 | 74.9479 | 0.5744 | 61.2117 | 35.16 | 0.5364 | 195.7227 | 104.9856 | 0.5552 | 198.2993 | 110.0958 | 0.5262 | 183.3276 | 96.467 | 0.5608 | 185.1358 | 103.8242 | 0.591 | 163.9414 | 96.8894
|  | 8 | 0.5436 | 104.5613 | 56.8395 | 0.6361 | 17.0011 | 10.8144 | 0.4703 | 196.7679 | 92.5399 | 0.3838 | 178.9432 | 68.6784 | 0.582 | 95.1604 | 55.3834 | 0.5458 | 196.0097 | 106.9821 | 0.5461 | 197.122 | 107.6483 | 0.5369 | 185.2108 | 99.4397 | 0.567 | 169.4189 | 96.0605 | 0.5854 | 137.5134 | 80.5003
|  | 9 | 0.5409 | 67.1772 | 36.3362 | 0.625 | 8.3228 | 5.2017 | 0.4593 | 178.6071 | 82.0342 | 0.356 | 162.417 | 57.8205 | 0.5956 | 137.3129 | 81.7836 | 0.5477 | 195.1189 | 106.8666 | 0.5748 | 193.4194 | 111.1775 | 0.5511 | 163.9586 | 90.3576 | 0.5877 | 174.1674 | 102.3582 | 0.6138 | 39.7679 | 24.4095
|  | 10 | 0.5237 | 52.3506 | 27.416 | 0.6002 | 0.86223 | 0.51751 | 0.4377 | 136.5242 | 59.7567 | 0.3413 | 162.5128 | 55.4656 | 0.607 | 106.0411 | 64.367 | 0.535 | 189.6272 | 101.4505 | 0.584 | 188.6877 | 110.1936 | 0.55 | 169.0633 | 92.9848 | 0.5944 | 181.6418 | 107.9679 | 0.6015 | 34.3019 | 20.6326
|  | 11 | 0.5002 | 55.8152 | 27.9188 | 0.5824 | 3.6311 | 2.1147 | 0.4162 | 78.0311 | 32.4766 | 0.3295 | 158.8938 | 52.3555 | 0.6058 | 83.8612 | 50.8031 | 0.5379 | 183.156 | 98.5196 | 0.5721 | 174.0035 | 99.5474 | 0.5455 | 186.9636 | 101.9886 | 0.5933 | 172.5972 | 102.4019 | 0.5989 | 23.4616 | 14.0511
|  | 12 | 0.4615 | 38.7757 | 17.895 | 0.5744 | 26.2913 | 15.1018 | 0.4031 | 61.602 | 24.8318 | 0.3266 | 142.1167 | 46.4153 | 0.6056 | 53.8471 | 32.6098 | 0.5472 | 177.7443 | 97.2617 | 0.5705 | 155.8665 | 88.9218 | 0.5401 | 178.1322 | 96.2092 | 0.5893 | 153.5096 | 90.4632 | 0.5937 | 24.4822 | 14.5351
|  | 13 | 0.4586 | 37.0213 | 16.978 | 0.5971 | 35.4722 | 21.1804 | 0.4141 | 56.0038 | 23.1912 | 0.3324 | 139.2945 | 46.3015 | 0.606 | 42.3273 | 25.6503 | 0.5619 | 163.4941 | 91.8673 | 0.5736 | 142.5099 | 81.7437 | 0.5364 | 173.0396 | 92.8184 | 0.5953 | 97.264 | 57.9012 | 0.5957 | 24.5794 | 14.642
|  | 14 | 0.4399 | 57.252 | 25.1851 | 0.572 | 45.5595 | 26.06 | 0.4302 | 43.3163 | 18.6347 | 0.3171 | 132.1212 | 41.8956 | 0.6054 | 61.7163 | 37.363 | 0.5748 | 152.5043 | 87.6595 | 0.572 | 105.3857 | 60.2806 | 0.5342 | 157.7115 | 84.2495 | 0.5861 | 58.9298 | 34.5387 | 0.5924 | 22.0561 | 13.0661
|  | 15 | 0.4275 | 79.1257 | 33.8262 | 0.5157 | 23.5662 | 12.1531 | 0.428 | 35.3957 | 15.1493 | 0.307 | 130.9227 | 40.1933 | 0.6056 | 93.9082 | 56.8708 | 0.587 | 141.3661 | 82.9819 | 0.5678 | 67.4541 | 38.3005 | 0.5334 | 144.7812 | 77.2263 | 0.58 | 59.108 | 34.2826 | 0.5894 | 18.6464 | 10.9902
|  | 16 | 0.4237 | 102.7185 | 43.5218 | 0.5031 | 21.6613 | 10.8978 | 0.4199 | 36.8817 | 15.4866 | 0.3068 | 122.5737 | 37.6056 | 0.6033 | 90.2995 | 54.4777 | 0.589 | 139.6895 | 82.2771 | 0.5657 | 66.3263 | 37.5208 | 0.5328 | 148.521 | 79.132 | 0.58 | 65.6047 | 38.0507 | 0.59 | 19.7318 | 11.6417
|  | 17 | 0.4291 | 93.7584 | 40.2317 | 0.5117 | 32.6964 | 16.7307 | 0.4031 | 37.4689 | 15.1037 | 0.305 | 82.7086 | 25.2261 | 0.6019 | 80.0291 | 48.1695 | 0.5888 | 151.6756 | 89.3066 | 0.5652 | 59.6846 | 33.7337 | 0.5335 | 151.7632 | 80.9656 | 0.5833 | 74.97 | 43.73 | 0.597 | 34.5182 | 20.6074
|  | 18 | 0.4547 | 62.0179 | 28.1995 | 0.5198 | 35.6539 | 18.5329 | 0.3611 | 37.2163 | 13.4388 | 0.3052 | 88.1901 | 26.9156 | 0.6001 | 113.714 | 68.2398 | 0.5745 | 122.6359 | 70.4543 | 0.563 | 51.2006 | 28.826 | 0.5384 | 146.1232 | 78.6727 | 0.5977 | 71.0688 | 42.4778 | 0.612 | 28.8891 | 17.6801
|  | 19 | 0.4544 | 61.2245 | 27.8204 | 0.5 | 64.4482 | 32.2241 | 0.318 | 60.0488 | 19.0955 | 0.2902 | 124.0624 | 36.0029 | 0.5872 | 146.9715 | 86.3017 | 0.5892 | 98.6401 | 58.1187 | 0.5636 | 73.6618 | 41.5158 | 0.5297 | 132.3088 | 70.084 | 0.5968 | 99.4983 | 59.3806 | 0.6184 | 50.2057 | 31.0472
|  | 20 | 0.4407 | 109.0931 | 48.0773 | 0.4641 | 43.2501 | 20.0724 | 0.327 | 81.1221 | 26.5269 | 0.3012 | 115.6626 | 34.8376 | 0.5971 | 173.8196 | 103.7877 | 0.5794 | 132.5395 | 76.7934 | 0.5619 | 124.1051 | 69.7346 | 0.532 | 176.6169 | 93.9602 | 0.5928 | 135.645 | 80.4103 | 0.6018 | 71.4403 | 42.9928
|  | 21 | 0.4503 | 180.9616 | 81.487 | 0.4578 | 50.8624 | 23.2848 | 0.3379 | 111.8505 | 37.7943 | 0.3127 | 138.1923 | 43.2127 | 0.6049 | 187.0481 | 113.1454 | 0.5714 | 180.2262 | 102.9813 | 0.5638 | 139.3516 | 78.5664 | 0.5295 | 189.1459 | 100.1528 | 0.5967 | 167.105 | 99.7116 | 0.6133 | 63.3552 | 38.8558
|  | 22 | 0.4469 | 129.1736 | 57.7277 | 0.4267 | 56.6643 | 24.1786 | 0.3385 | 107.1652 | 36.2754 | 0.3187 | 190.9785 | 60.8649 | 0.6037 | 163.7318 | 98.8449 | 0.5637 | 188.5482 | 106.2846 | 0.5626 | 181.721 | 102.2362 | 0.5288 | 186.5429 | 98.6439 | 0.5967 | 167.4923 | 99.9427 | 0.6214 | 62.0112 | 38.5337
|  | 23 | 0.4598 | 39.8035 | 18.3017 | 0.4412 | 60.3852 | 26.6419 | 0.3477 | 105.0244 | 36.517 | 0.334 | 196.5143 | 65.6358 | 0.5805 | 185.9173 | 107.925 | 0.5481 | 189.9699 | 104.1225 | 0.5699 | 193.7305 | 110.407 | 0.5341 | 191.5319 | 102.2972 | 0.5933 | 194.6205 | 115.4683 | 0.5989 | 74.2915 | 44.4932
|  | 24 | 0.4905 | 63.9571 | 31.371 | 0.474 | 64.4376 | 30.5434 | 0.3648 | 114.5306 | 41.7808 | 0.3629 | 192.7128 | 69.9355 | 0.5824 | 183.6271 | 106.9444 | 0.5242 | 183.7429 | 96.318 | 0.5714 | 196.8913 | 112.5037 | 0.5366 | 191.875 | 102.9601 | 0.5832 | 194.3384 | 113.3382 | 0.5996 | 130.1866 | 78.0599
| 13 | 1 | 0.5136 | 149.3793 | 76.7212 | 0.4968 | 58.5012 | 29.0634 | 0.3911 | 97.3138 | 38.0594 | 0.3959 | 193.5629 | 76.6315 | 0.594 | 163.9109 | 97.3631 | 0.5291 | 175.8942 | 93.0656 | 0.5427 | 197.6121 | 107.2441 | 0.517 | 192.1899 | 99.3622 | 0.5589 | 189.2411 | 105.7668 | 0.6071 | 192.6357 | 116.9491
|  | 2 | 0.5436 | 173.6758 | 94.4102 | 0.5145 | 27.8176 | 14.3122 | 0.4097 | 76.456 | 31.324 | 0.4231 | 195.7074 | 82.8038 | 0.5978 | 137.5738 | 82.2416 | 0.5383 | 192.2122 | 103.4679 | 0.5387 | 194.9001 | 104.9927 | 0.5214 | 190.2852 | 99.2147 | 0.5574 | 193.2682 | 107.7277 | 0.6204 | 196.0192 | 121.6103
|  | 3 | 0.5496 | 187.2279 | 102.9005 | 0.5338 | 26.3617 | 14.0719 | 0.4105 | 84.2704 | 34.593 | 0.4398 | 199.144 | 87.5836 | 0.5958 | 138.6089 | 82.5832 | 0.5436 | 191.3499 | 104.0178 | 0.5442 | 195.5986 | 106.4448 | 0.5286 | 188.6772 | 99.7348 | 0.5514 | 193.8148 | 106.8695 | 0.6258 | 190.8761 | 119.4503
|  | 4 | 0.5488 | 188.15 | 103.2567 | 0.548 | 65.4435 | 35.863 | 0.4107 | 106.2687 | 43.6446 | 0.4481 | 199.0306 | 89.1856 | 0.5931 | 140.8765 | 83.5538 | 0.5456 | 196.2512 | 107.0746 | 0.5469 | 197.4452 | 107.9828 | 0.5317 | 170.6853 | 90.7534 | 0.5457 | 193.1685 | 105.4121 | 0.6258 | 199.5978 | 124.9083
|  | 5 | 0.5494 | 164.3121 | 90.2731 | 0.5486 | 57.7952 | 31.7065 | 0.4076 | 140.0347 | 57.0781 | 0.446 | 199.25 | 88.8655 | 0.5922 | 135.9916 | 80.5342 | 0.5441 | 195.752 | 106.5087 | 0.5554 | 197.7602 | 109.836 | 0.5333 | 171.9678 | 91.7104 | 0.5469 | 194.0648 | 106.134 | 0.6259 | 189.8024 | 118.7973
|  | 6 | 0.5483 | 135.6472 | 74.3754 | 0.5525 | 48.0548 | 26.5503 | 0.3994 | 156.1278 | 62.3574 | 0.4266 | 199.1919 | 84.9753 | 0.5978 | 132.781 | 79.3765 | 0.5385 | 195.1029 | 105.0629 | 0.5584 | 198.0178 | 110.5732 | 0.5402 | 175.0399 | 94.5565 | 0.5457 | 194.2658 | 106.0109 | 0.6263 | 153.5437 | 96.1644
|  | 7 | 0.5315 | 86.5852 | 46.02 | 0.5635 | 43.7327 | 24.6434 | 0.3897 | 183.1775 | 71.3843 | 0.4028 | 199.4571 | 80.3413 | 0.6004 | 131.964 | 79.2312 | 0.5299 | 196.1902 | 103.9612 | 0.5541 | 198.1722 | 109.8072 | 0.549 | 177.4123 | 97.3994 | 0.5575 | 193.9858 | 108.1471 | 0.6265 | 91.3605 | 57.2373
|  | 8 | 0.5026 | 140.0787 | 70.4036 | 0.5389 | 38.1438 | 20.5557 | 0.3846 | 184.3379 | 70.8963 | 0.3832 | 198.5894 | 76.0994 | 0.6012 | 133.761 | 80.4171 | 0.5197 | 196.0618 | 101.8933 | 0.5465 | 192.9119 | 105.4263 | 0.5456 | 124.1617 | 67.7426 | 0.5668 | 117.2451 | 66.4546 | 0.6138 | 99.1097 | 60.8335
|  | 9 | 0.4636 | 147.247 | 68.2637 | 0.5073 | 31.3328 | 15.8951 | 0.3636 | 172.4666 | 62.7089 | 0.3541 | 195.4754 | 69.2179 | 0.5997 | 92.2488 | 55.3216 | 0.5128 | 196.8516 | 100.9455 | 0.5635 | 180.2039 | 101.5449 | 0.5379 | 98.7174 | 53.1001 | 0.5894 | 190.6697 | 112.3807 | 0.6026 | 100.5779 | 60.6082
|  | 10 | 0.4408 | 163.4216 | 72.0362 | 0.4917 | 33.9695 | 16.7028 | 0.3585 | 142.0839 | 50.9371 | 0.3391 | 190.2672 | 64.5196 | 0.6155 | 0 | 0 | 0.5352 | 196.3137 | 105.0671 | 0.582 | 155.7668 | 90.6563 | 0.5308 | 98.722 | 52.4016 | 0.5971 | 175.5218 | 104.8041 | 0.6036 | 98.731 | 59.594
|  | 11 | 0.4175 | 170.1285 | 71.0287 | 0.4918 | 40.8938 | 20.1116 | 0.3491 | 96.4153 | 33.6586 | 0.3263 | 169.2014 | 55.2104 | 0.615 | 0 | 0 | 0.541 | 191.9064 | 103.8214 | 0.5783 | 119.8094 | 69.2858 | 0.5233 | 112.9498 | 59.1066 | 0.5891 | 147.1858 | 86.7072 | 0.6233 | 91.2505 | 56.8765
|  | 12 | 0.4152 | 123.1142 | 51.117 | 0.5001 | 55.5076 | 27.7593 | 0.3479 | 68.0242 | 23.6656 | 0.3184 | 126.5583 | 40.2962 | 0.6138 | 0 | 0 | 0.5491 | 169.2947 | 92.9597 | 0.5765 | 90.0274 | 51.9008 | 0.52 | 138.6419 | 72.0938 | 0.5846 | 115.7518 | 67.6685 | 0.6262 | 73.1722 | 45.8204
|  | 13 | 0.4455 | 102.7767 | 45.787 | 0.5234 | 59.6738 | 31.2333 | 0.377 | 44.5808 | 16.807 | 0.3304 | 78.9556 | 26.0869 | 0.6143 | 0 | 0 | 0.5412 | 133.0156 | 71.988 | 0.5819 | 59.6481 | 34.7092 | 0.5192 | 151.7446 | 78.7858 | 0.588 | 85.0821 | 50.0283 | 0.6177 | 51.7982 | 31.9957
|  | 14 | 0.4308 | 70.8834 | 30.5366 | 0.5187 | 63.2633 | 32.8147 | 0.3675 | 36.878 | 13.5526 | 0.322 | 82.0741 | 26.4279 | 0.6146 | 0 | 0 | 0.5565 | 107.191 | 59.6518 | 0.5737 | 24.4456 | 14.0244 | 0.518 | 143.9091 | 74.5449 | 0.5785 | 62.9306 | 36.4054 | 0.6253 | 39.1099 | 24.4554
|  | 15 | 0.4274 | 33.8043 | 14.448 | 0.4973 | 78.5252 | 39.0506 | 0.3614 | 11.0255 | 3.9846 | 0.3091 | 95.5492 | 29.5342 | 0.6149 | 0 | 0 | 0.5659 | 76.379 | 43.2229 | 0.5688 | 11.9624 | 6.8042 | 0.516 | 136.5391 | 70.4542 | 0.5791 | 39.2187 | 22.7116 | 0.6194 | 38.7136 | 23.9792
|  | 16 | 0.4143 | 37.0276 | 15.3405 | 0.4901 | 89.0669 | 43.6517 | 0.3587 | 7.2524 | 2.6014 | 0.3073 | 112.8709 | 34.6852 | 0.6144 | 0 | 0 | 0.5638 | 74.1394 | 41.7998 | 0.5696 | 8.6645 | 4.9353 | 0.5142 | 123.3643 | 63.4339 | 0.5789 | 27.221 | 15.7582 | 0.6222 | 32.0016 | 19.9114
|  | 17 | 0.4277 | 26.5799 | 11.3682 | 0.4891 | 66.3597 | 32.4565 | 0.3609 | 55.822 | 20.1461 | 0.3103 | 111.8732 | 34.7142 | 0.6145 | 0 | 0 | 0.5639 | 76.7521 | 43.2805 | 0.572 | 7.9506 | 4.5478 | 0.5162 | 133.6622 | 68.9964 | 0.5785 | 23.6017 | 13.6536 | 0.6301 | 25.7527 | 16.2268
|  | 18 | 0.4604 | 7.5371 | 3.4701 | 0.4723 | 37.4104 | 17.6689 | 0.3664 | 19.1257 | 7.0076 | 0.2956 | 131.1217 | 38.7596 | 0.5996 | 47.0037 | 28.1834 | 0.5562 | 71.1819 | 39.5914 | 0.5792 | 7.8215 | 4.5302 | 0.5215 | 104.1097 | 54.2932 | 0.5881 | 26.8162 | 15.7706 | 0.6008 | 20.9844 | 12.6074
|  | 19 | 0.4587 | 38.2773 | 17.5578 | 0.425 | 58.1767 | 24.7251 | 0.3601 | 1.011 | 0.36405 | 0.2745 | 169.3187 | 46.478 | 0.5837 | 151.0337 | 88.1584 | 0.5638 | 85.8779 | 48.4179 | 0.5762 | 19.5808 | 11.2824 | 0.5224 | 74.0898 | 38.7045 | 0.5882 | 33.6175 | 19.7738 | 0.6007 | 42.2034 | 25.3516
|  | 20 | 0.4468 | 85.198 | 38.0665 | 0.4344 | 89.1165 | 38.7122 | 0.3648 | 5.2301 | 1.9079 | 0.2861 | 193.3314 | 55.3121 | 0.6031 | 151.575 | 91.4149 | 0.5629 | 94.2661 | 53.0624 | 0.5787 | 49.3858 | 28.5796 | 0.5195 | 105.5555 | 54.8361 | 0.5861 | 77.8113 | 45.6052 | 0.6004 | 74.7179 | 44.8606
|  | 21 | 0.4552 | 124.717 | 56.7712 | 0.4556 | 85.758 | 39.0714 | 0.3606 | 2.3357 | 0.84226 | 0.2999 | 195.9706 | 58.7716 | 0.6251 | 127.4958 | 79.6976 | 0.5532 | 113.7111 | 62.905 | 0.5852 | 57.8318 | 33.8432 | 0.5226 | 167.4429 | 87.5056 | 0.5892 | 97.7267 | 57.5806 | 0.6002 | 75.056 | 45.0486
|  | 22 | 0.4521 | 174.4325 | 78.8609 | 0.4719 | 113.7176 | 53.6633 | 0.3571 | 4.7727 | 1.7043 | 0.2996 | 193.6513 | 58.0179 | 0.6113 | 180.0104 | 110.0403 | 0.5473 | 136.5597 | 74.7391 | 0.5874 | 35.6281 | 20.9279 | 0.5175 | 190.3303 | 98.4959 | 0.5898 | 132.7846 | 78.3164 | 0.6001 | 96.9929 | 58.2054
|  | 23 | 0.4601 | 115.3805 | 53.0866 | 0.4662 | 125.5594 | 58.5358 | 0.3948 | 15.8939 | 6.2749 | 0.3152 | 193.748 | 61.0694 | 0.5996 | 193.8142 | 116.211 | 0.5252 | 155.2195 | 81.5213 | 0.5761 | 50.3418 | 29.0019 | 0.5208 | 196.2296 | 102.1964 | 0.5964 | 164.677 | 98.2133 | 0.6008 | 148.4874 | 89.2112
|  | 24 | 0.4728 | 72.1088 | 34.093 | 0.4841 | 97.1597 | 47.035 | 0.4494 | 18.3949 | 8.2667 | 0.3602 | 188.4274 | 67.8715 | 0.5915 | 196.7993 | 116.4068 | 0.5109 | 153.5993 | 78.4739 | 0.5561 | 96.6277 | 53.7347 | 0.521 | 197.2419 | 102.763 | 0.5866 | 172.7241 | 101.32 | 0.6075 | 180.1865 | 109.4633
| 14 | 1 | 0.4954 | 68.8416 | 34.1041 | 0.5159 | 171.927 | 88.6972 | 0.4833 | 17.9628 | 8.6814 | 0.4072 | 183.8338 | 74.8571 | 0.6014 | 193.1435 | 116.1565 | 0.523 | 172.9978 | 90.4778 | 0.5509 | 175.7632 | 96.828 | 0.516 | 198.4305 | 102.3901 | 0.5701 | 179.8016 | 102.5049 | 0.6239 | 187.2883 | 116.8492
|  | 2 | 0.51 | 104.0827 | 53.0822 | 0.543 | 194.3297 | 105.521 | 0.5138 | 35.887 | 18.4388 | 0.4341 | 185.7783 | 80.6464 | 0.5868 | 189.9141 | 111.4416 | 0.5315 | 190.346 | 101.1689 | 0.5609 | 181.0171 | 101.5325 | 0.5163 | 198.3428 | 102.4044 | 0.5579 | 194.1349 | 108.3079 | 0.6202 | 190.75 | 118.3031
|  | 3 | 0.5256 | 163.7499 | 86.0669 | 0.57 | 188.8357 | 107.6364 | 0.5323 | 45.3458 | 24.1376 | 0.4538 | 185.922 | 84.3714 | 0.5739 | 195.2888 | 112.0763 | 0.535 | 193.082 | 103.2989 | 0.5578 | 194.1131 | 108.2763 | 0.523 | 197.165 | 103.1173 | 0.5578 | 198.2111 | 110.5621 | 0.6058 | 186.0861 | 112.731
|  | 4 | 0.5304 | 136.7454 | 72.5298 | 0.5896 | 197.4784 | 116.4333 | 0.5391 | 35.7356 | 19.2651 | 0.4577 | 193.2282 | 88.4405 | 0.5811 | 194.2145 | 112.858 | 0.5353 | 189.6851 | 101.5384 | 0.5498 | 191.3679 | 105.2141 | 0.525 | 196.3859 | 103.1026 | 0.5548 | 198.1884 | 109.9549 | 0.5961 | 195.5568 | 116.5714
|  | 5 | 0.5394 | 82.5696 | 44.5381 | 0.6035 | 187.233 | 112.9951 | 0.5342 | 54.6874 | 29.214 | 0.4544 | 195.0665 | 88.6382 | 0.5825 | 194.6338 | 113.3742 | 0.5333 | 189.8443 | 101.2439 | 0.5471 | 195.569 | 106.9958 | 0.5241 | 195.9972 | 102.7221 | 0.5573 | 198.376 | 110.5549 | 0.5878 | 196.0735 | 115.252
|  | 6 | 0.5357 | 65.9934 | 35.3527 | 0.6143 | 182.1617 | 111.902 | 0.5215 | 37.2865 | 19.4449 | 0.4348 | 195.4181 | 84.9678 | 0.5816 | 193.351 | 112.453 | 0.5278 | 193.0417 | 101.8874 | 0.5434 | 196.1439 | 106.5846 | 0.5248 | 195.5779 | 102.6393 | 0.5589 | 198.4243 | 110.8993 | 0.576 | 195.2603 | 112.47
|  | 7 | 0.5354 | 29.4272 | 15.7553 | 0.618 | 157.1666 | 97.1289 | 0.51 | 44.8239 | 22.8602 | 0.4079 | 195.0431 | 79.5581 | 0.5751 | 118.3631 | 68.0706 | 0.5185 | 191.1516 | 99.1121 | 0.5414 | 195.8622 | 106.0398 | 0.5266 | 196.0306 | 103.2297 | 0.558 | 197.1399 | 110.0041 | 0.5771 | 191.8642 | 110.7248
|  | 8 | 0.5168 | 28.463 | 14.7097 | 0.6197 | 181.2282 | 112.3071 | 0.5006 | 38.4996 | 19.2729 | 0.3829 | 190.7866 | 73.0522 | 0.5914 | 79.6886 | 47.1279 | 0.5114 | 197.8392 | 101.1749 | 0.5429 | 163.8175 | 88.9365 | 0.5294 | 196.1021 | 103.8164 | 0.572 | 196.9423 | 112.651 | 0.5828 | 187.4407 | 109.2405
|  | 9 | 0.5006 | 48.9193 | 24.489 | 0.6165 | 184.2795 | 113.6083 | 0.4855 | 36.4435 | 17.6933 | 0.3552 | 194.4466 | 69.0674 | 0.6027 | 79.6899 | 48.0291 | 0.5471 | 180.5251 | 98.7653 | 0.5646 | 109.6916 | 61.9318 | 0.5267 | 189.0128 | 99.553 | 0.5927 | 192.0876 | 113.8503 | 0.6029 | 175.8663 | 106.0298
|  | 10 | 0.5129 | 43.8897 | 22.511 | 0.6023 | 172.7021 | 104.0185 | 0.4758 | 25.3498 | 12.0615 | 0.3438 | 191.6173 | 65.878 | 0.6205 | 79.6908 | 49.4481 | 0.569 | 180.8217 | 102.8875 | 0.5724 | 158.2834 | 90.6014 | 0.5439 | 165.5839 | 90.0611 | 0.5951 | 165.8164 | 98.6774 | 0.6193 | 143.7195 | 89.0055
|  | 11 | 0.5169 | 38.3845 | 19.8409 | 0.5796 | 183.0158 | 106.076 | 0.4561 | 27.5372 | 12.5597 | 0.3282 | 186.1532 | 61.0955 | 0.6371 | 79.6983 | 50.7758 | 0.579 | 151.6686 | 87.8161 | 0.5692 | 180.3834 | 102.6742 | 0.5549 | 149.3563 | 82.8778 | 0.584 | 120.3329 | 70.2744 | 0.6192 | 105.4452 | 65.2917
|  | 12 | 0.5163 | 24.4123 | 12.6041 | 0.5182 | 151.917 | 78.7234 | 0.4526 | 6.2943 | 2.8488 | 0.3257 | 180.7464 | 58.8691 | 0.6362 | 79.6971 | 50.7033 | 0.5828 | 121.0504 | 70.5482 | 0.5645 | 132.2402 | 74.6496 | 0.5501 | 120.558 | 66.319 | 0.5842 | 80.0157 | 46.7452 | 0.6183 | 77.6075 | 47.9847
|  | 13 | 0.5427 | 14.2208 | 7.7177 | 0.4824 | 100.0764 | 48.2768 | 0.4699 | 5.0535 | 2.3746 | 0.3261 | 149.6557 | 48.8027 | 0.6359 | 79.6997 | 50.681 | 0.5724 | 85.222 | 48.7811 | 0.5634 | 90.4412 | 50.9546 | 0.5431 | 81.804 | 44.4277 | 0.5832 | 42.5392 | 24.8089 | 0.6183 | 63.5634 | 39.3012
|  | 14 | 0.5229 | 3.6625 | 1.9151 | 0.4753 | 47.5025 | 22.5779 | 0.4548 | 11.1809 | 5.0851 | 0.2942 | 128.7569 | 37.8803 | 0.6368 | 79.7036 | 50.7552 | 0.5819 | 65.0493 | 37.8522 | 0.5617 | 47.1025 | 26.4575 | 0.5599 | 67.7165 | 37.9144 | 0.582 | 23.8191 | 13.8627 | 0.6186 | 57.4465 | 35.5364
|  | 15 | 0.5165 | 1.0949 | 0.56552 | 0.4656 | 41.6175 | 19.3771 | 0.4378 | 13.8132 | 6.0474 | 0.283 | 114.3139 | 32.3508 | 0.6369 | 71.9216 | 45.8069 | 0.5903 | 60.2392 | 35.5592 | 0.5596 | 30.8849 | 17.2832 | 0.5703 | 60.5537 | 34.5338 | 0.5809 | 14.9064 | 8.6591 | 0.6181 | 61.9878 | 38.3147
|  | 16 | 0.5228 | 0.71467 | 0.37363 | 0.4592 | 43.6763 | 20.0562 | 0.4377 | 13.1248 | 5.7447 | 0.2812 | 94.7311 | 26.6384 | 0.6365 | 58.9438 | 37.5178 | 0.5904 | 58.5953 | 34.5947 | 0.5601 | 36.3364 | 20.352 | 0.5674 | 56.5759 | 32.1012 | 0.5806 | 15.904 | 9.2339 | 0.6178 | 66.9111 | 41.3377
|  | 17 | 0.4986 | 9.5865 | 4.7798 | 0.4513 | 24.4018 | 11.0125 | 0.4413 | 17.5079 | 7.7262 | 0.2852 | 76.7565 | 21.891 | 0.6346 | 50.8648 | 32.2788 | 0.5917 | 70.7083 | 41.8381 | 0.5595 | 32.9459 | 18.4333 | 0.5725 | 48.6096 | 27.829 | 0.58 | 10.2978 | 5.9727 | 0.6177 | 77.4771 | 47.8576
|  | 18 | 0.4955 | 18.6315 | 9.2319 | 0.4195 | 14.2482 | 5.9771 | 0.454 | 10.8965 | 4.947 | 0.2866 | 85.7487 | 24.5756 | 0.6139 | 25.2393 | 15.4944 | 0.5886 | 67.3784 | 39.6589 | 0.5566 | 34.5569 | 19.2344 | 0.5471 | 49.518 | 27.0913 | 0.5945 | 9.9301 | 5.9034 | 0.6188 | 82.8225 | 51.2506
|  | 19 | 0.4806 | 18.4335 | 8.8592 | 0.3709 | 14.1623 | 5.2528 | 0.4427 | 16.1646 | 7.1561 | 0.2783 | 72.4414 | 20.1604 | 0.613 | 30.9787 | 18.9899 | 0.5962 | 78.6726 | 46.9046 | 0.5768 | 49.6368 | 28.6305 | 0.5462 | 64.1566 | 35.0423 | 0.5955 | 34.7567 | 20.6976 | 0.6118 | 57.8913 | 35.4179
|  | 20 | 0.4649 | 129.1486 | 60.0412 | 0.3717 | 49.5333 | 18.4115 | 0.4607 | 15.0484 | 6.9328 | 0.2985 | 122.5485 | 36.5807 | 0.6227 | 47.5525 | 29.6109 | 0.5965 | 98.4846 | 58.7461 | 0.571 | 48.8869 | 27.9144 | 0.5387 | 99.3201 | 53.5037 | 0.5954 | 65.4079 | 38.9438 | 0.5991 | 96.327 | 57.7095
|  | 21 | 0.4716 | 174.5244 | 82.3057 | 0.3818 | 86.025 | 32.8444 | 0.4724 | 20.5482 | 9.707 | 0.3107 | 134.9431 | 41.9268 | 0.6143 | 70.9787 | 43.6022 | 0.588 | 144.1762 | 84.7756 | 0.5552 | 60.7024 | 33.702 | 0.5258 | 140.6893 | 73.9744 | 0.6018 | 70.1968 | 42.2444 | 0.6054 | 113.9384 | 68.9783
|  | 22 | 0.4632 | 87.25 | 40.4142 | 0.3955 | 87.7719 | 34.7138 | 0.4758 | 13.1552 | 6.2592 | 0.3192 | 185.7197 | 59.2817 | 0.6118 | 109.0358 | 66.7081 | 0.5795 | 187.1248 | 108.4388 | 0.5606 | 79.4108 | 44.5177 | 0.5238 | 152.2824 | 79.7655 | 0.601 | 69.2601 | 41.6253 | 0.6143 | 135.1787 | 83.0403
|  | 23 | 0.4801 | 98.8073 | 47.4374 | 0.4111 | 70.0092 | 28.7808 | 0.495 | 42.0435 | 20.8115 | 0.3389 | 189.4212 | 64.1948 | 0.6209 | 175.8304 | 109.1731 | 0.5508 | 197.9166 | 109.0125 | 0.5664 | 182.7233 | 103.4945 | 0.5198 | 164.8318 | 85.6796 | 0.5981 | 78.3816 | 46.88 | 0.6195 | 172.2251 | 106.6935
|  | 24 | 0.5075 | 110.9829 | 56.3238 | 0.4339 | 40.5841 | 17.6095 | 0.5408 | 42.3423 | 22.8987 | 0.3721 | 198.5067 | 73.8644 | 0.6331 | 184.8487 | 117.0277 | 0.517 | 195.0587 | 100.8454 | 0.5743 | 177.8641 | 102.1474 | 0.5291 | 180.5176 | 95.5119 | 0.5906 | 75.307 | 44.4763 | 0.618 | 170.0246 | 105.0752
| 15 | 1 | 0.5332 | 66.1284 | 35.2596 | 0.4674 | 33.9035 | 15.8465 | 0.5719 | 35.0846 | 20.0649 | 0.4158 | 199.4114 | 82.9153 | 0.6369 | 180.514 | 114.9694 | 0.5293 | 193.0343 | 102.1731 | 0.5603 | 195.7678 | 109.6887 | 0.5389 | 189.7336 | 102.2475 | 0.5705 | 123.6387 | 70.5359 | 0.601 | 186.0012 | 111.7867
|  | 2 | 0.5612 | 24.6443 | 13.8304 | 0.4994 | 60.1429 | 30.0354 | 0.5934 | 19.0581 | 11.3091 | 0.4448 | 186.4256 | 82.9221 | 0.6339 | 194.0461 | 123.0059 | 0.5383 | 195.5917 | 105.287 | 0.5511 | 197.98 | 109.1068 | 0.5418 | 197.4479 | 106.9772 | 0.563 | 171.6196 | 96.6218 | 0.5863 | 178.9389 | 104.9119
|  | 3 | 0.5799 | 66.3498 | 38.4762 | 0.5307 | 133.9478 | 71.0861 | 0.6083 | 6.5633 | 3.9925 | 0.4664 | 194.1361 | 90.5451 | 0.6293 | 193.6317 | 121.8524 | 0.5433 | 197.0604 | 107.0629 | 0.5349 | 198.148 | 105.9894 | 0.5253 | 197.8535 | 103.9325 | 0.5615 | 187.2232 | 105.1258 | 0.5753 | 183.0356 | 105.3004
|  | 4 | 0.5804 | 113.7375 | 66.0132 | 0.5552 | 139.9896 | 77.7222 | 0.6146 | 5.4152 | 3.3282 | 0.4765 | 192.8804 | 91.9075 | 0.6258 | 192.7593 | 120.6288 | 0.5449 | 196.919 | 107.3012 | 0.534 | 198.136 | 105.8046 | 0.5175 | 196.972 | 101.933 | 0.5564 | 175.8316 | 97.8327 | 0.5949 | 198.5453 | 118.1146
|  | 5 | 0.5744 | 74.2047 | 42.6232 | 0.5548 | 121.1262 | 67.2008 | 0.61 | 19.5246 | 11.91 | 0.4852 | 196.237 | 95.2142 | 0.6206 | 195.4675 | 121.3071 | 0.5436 | 192.3275 | 104.5492 | 0.5356 | 197.9793 | 106.0377 | 0.5323 | 194.5394 | 103.5533 | 0.5561 | 164.3642 | 91.4029 | 0.5937 | 198.656 | 117.9421
|  | 6 | 0.5453 | 41.6159 | 22.6932 | 0.5332 | 129.4606 | 69.0284 | 0.5936 | 24.0582 | 14.281 | 0.489 | 197.0687 | 96.3666 | 0.6311 | 195.6611 | 123.4817 | 0.5377 | 197.7817 | 106.3472 | 0.5361 | 198.7117 | 106.5293 | 0.5403 | 193.5586 | 104.5797 | 0.5463 | 128.9896 | 70.467 | 0.5879 | 199.9053 | 117.5243
|  | 7 | 0.5247 | 96.4444 | 50.6044 | 0.5053 | 152.7421 | 77.1806 | 0.5773 | 49.9523 | 28.8375 | 0.4857 | 196.8989 | 95.6338 | 0.6231 | 195.4521 | 121.7862 | 0.5304 | 195.1191 | 103.4912 | 0.5377 | 173.1167 | 93.0848 | 0.5469 | 184.4245 | 100.8617 | 0.5425 | 136.8873 | 74.2613 | 0.5854 | 198.9488 | 116.4646
|  | 8 | 0.5066 | 86.1297 | 43.6333 | 0.4709 | 153.9091 | 72.4758 | 0.5721 | 58.6676 | 33.5637 | 0.4683 | 189.3934 | 88.6929 | 0.6327 | 193.5155 | 122.4372 | 0.5242 | 193.9722 | 101.6803 | 0.5364 | 105.1105 | 56.3813 | 0.54 | 170.1006 | 91.8543 | 0.5485 | 125.2086 | 68.6769 | 0.5823 | 93.0331 | 54.1732
|  | 9 | 0.4971 | 71.7658 | 35.6748 | 0.4225 | 142.2495 | 60.1004 | 0.5419 | 40.9581 | 22.1952 | 0.4371 | 193.5836 | 84.6154 | 0.6405 | 192.6209 | 123.3737 | 0.515 | 157.8744 | 81.3053 | 0.5318 | 76.3741 | 40.6157 | 0.527 | 145.078 | 76.4561 | 0.5639 | 58.1482 | 32.7897 | 0.5944 | 84.7388 | 50.3687
|  | 10 | 0.4824 | 74.9442 | 36.1531 | 0.4015 | 131.4091 | 52.7608 | 0.5202 | 13.4565 | 7.0001 | 0.4187 | 197.6469 | 82.7548 | 0.6393 | 181.3188 | 115.9171 | 0.5093 | 124.6305 | 63.4743 | 0.5475 | 50.7806 | 27.8024 | 0.5184 | 92.3141 | 47.8556 | 0.5638 | 35.0386 | 19.7548 | 0.5972 | 84.7422 | 50.6081
|  | 11 | 0.4679 | 45.4787 | 21.2795 | 0.4159 | 88.3069 | 36.7269 | 0.5065 | 3.3446 | 1.694 | 0.4046 | 199.0147 | 80.5214 | 0.6311 | 167.6274 | 105.7897 | 0.5199 | 163.6881 | 85.1014 | 0.5519 | 90.0525 | 49.7 | 0.5298 | 69.7386 | 36.9475 | 0.5767 | 27.0515 | 15.6006 | 0.6079 | 84.7511 | 51.5202
|  | 12 | 0.4731 | 28.8977 | 13.6715 | 0.4154 | 53.5643 | 22.2506 | 0.5105 | 1.5095 | 0.7706 | 0.3984 | 193.0077 | 76.8943 | 0.621 | 133.382 | 82.8302 | 0.5219 | 171.0935 | 89.2937 | 0.5538 | 149.7024 | 82.9052 | 0.5367 | 49.2687 | 26.4425 | 0.5802 | 3.7302 | 2.1643 | 0.6088 | 84.7579 | 51.6006
|  | 13 | 0.4722 | 17.4222 | 8.2268 | 0.4326 | 35.4241 | 15.3245 | 0.5295 | 6.143 | 3.2527 | 0.404 | 181.8461 | 73.4658 | 0.6227 | 134.7732 | 83.9233 | 0.5092 | 148.3377 | 75.5336 | 0.5594 | 157.1717 | 87.9219 | 0.5291 | 29.1994 | 15.4494 | 0.581 | 2.0164 | 1.1715 | 0.6089 | 104.0022 | 63.327
|  | 14 | 0.4584 | 14.569 | 6.6785 | 0.4274 | 29.2408 | 12.4975 | 0.5159 | 2.7919 | 1.4404 | 0.404 | 164.0518 | 66.2769 | 0.6221 | 96.9384 | 60.3054 | 0.5188 | 132.1617 | 68.5655 | 0.5601 | 130.7498 | 73.233 | 0.5454 | 28.7649 | 15.6884 | 0.5841 | 3.2992 | 1.9271 | 0.6093 | 104.1242 | 63.4429
|  | 15 | 0.4501 | 11.6111 | 5.2262 | 0.4207 | 26.3622 | 11.0906 | 0.4918 | 7.3775 | 3.6282 | 0.4028 | 138.9115 | 55.9536 | 0.6218 | 70.3429 | 43.7392 | 0.5293 | 138.7345 | 73.4322 | 0.5597 | 117.9468 | 66.0148 | 0.5536 | 28.7058 | 15.8915 | 0.5821 | 4.087 | 2.379 | 0.6095 | 86.9949 | 53.0234
|  | 16 | 0.4445 | 10.3836 | 4.6155 | 0.4098 | 34.4567 | 14.1204 | 0.5033 | 24.5457 | 12.3539 | 0.3909 | 132.1887 | 51.6726 | 0.6214 | 76.9616 | 47.8239 | 0.5328 | 171.7365 | 91.5012 | 0.5621 | 101.3329 | 56.9592 | 0.5512 | 25.2115 | 13.8966 | 0.5825 | 4.9217 | 2.8669 | 0.6092 | 70.9152 | 43.2015
|  | 17 | 0.4281 | 9.1866 | 3.9328 | 0.4106 | 35.5606 | 14.6012 | 0.504 | 1.3054 | 0.6579 | 0.3849 | 110.5361 | 42.5454 | 0.6205 | 72.0479 | 44.7057 | 0.5334 | 185.3099 | 98.8443 | 0.565 | 84.5856 | 47.7909 | 0.5442 | 34.554 | 18.8043 | 0.5823 | 7.3521 | 4.2811 | 0.6089 | 77.6173 | 47.2612
|  | 18 | 0.4604 | 2.208 | 1.0165 | 0.394 | 24.2748 | 9.5643 | 0.5067 | 1.3853 | 0.70193 | 0.3566 | 80.8222 | 28.8212 | 0.6213 | 72.6604 | 45.1439 | 0.5304 | 154.3323 | 81.8579 | 0.5566 | 63.8724 | 35.5514 | 0.5209 | 52.7858 | 27.4961 | 0.5859 | 13.4162 | 7.8606 | 0.5989 | 66.9902 | 40.1204
|  | 19 | 0.4565 | 11.4162 | 5.2115 | 0.3781 | 44.2505 | 16.7311 | 0.4906 | 9.782 | 4.7991 | 0.3196 | 125.0716 | 39.9729 | 0.6132 | 52.3725 | 32.1148 | 0.5463 | 126.2688 | 68.9806 | 0.5755 | 61.1979 | 35.2194 | 0.5245 | 73.3348 | 38.4641 | 0.5962 | 20.2094 | 12.0489 | 0.6112 | 68.637 | 41.951
|  | 20 | 0.4489 | 43.1667 | 19.3775 | 0.3833 | 50.8367 | 19.4857 | 0.5053 | 13.5115 | 6.8274 | 0.3406 | 158.9548 | 54.14 | 0.6212 | 78.6001 | 48.8264 | 0.541 | 148.1526 | 80.1505 | 0.5747 | 97.473 | 56.0177 | 0.523 | 118.6592 | 62.0588 | 0.6007 | 24.7596 | 14.8731 | 0.605 | 97.1109 | 58.7521
|  | 21 | 0.4562 | 86.6686 | 39.5382 | 0.3928 | 49.6157 | 19.489 | 0.522 | 15.7741 | 8.2341 | 0.3647 | 185.9067 | 67.8002 | 0.6222 | 112.4842 | 69.9876 | 0.5357 | 180.4854 | 96.686 | 0.5676 | 139.1211 | 78.9652 | 0.5232 | 144.7117 | 75.7131 | 0.5989 | 83.1179 | 49.7793 | 0.6068 | 102.1025 | 61.9558
|  | 22 | 0.4528 | 85.4348 | 38.6849 | 0.394 | 39.2811 | 15.4768 | 0.5403 | 13.3845 | 7.2317 | 0.3862 | 187.007 | 72.2221 | 0.6225 | 143.3237 | 89.219 | 0.5319 | 194.8095 | 103.6192 | 0.5617 | 178.0721 | 100.0231 | 0.5216 | 166.9246 | 87.0679 | 0.596 | 96.6143 | 57.5821 | 0.61 | 107.64 | 65.6604
|  | 23 | 0.4564 | 72.8942 | 33.2689 | 0.4089 | 40.325 | 16.4889 | 0.5882 | 2.422 | 1.4246 | 0.4102 | 190.1524 | 78.0005 | 0.6241 | 157.2852 | 98.1617 | 0.5248 | 196.302 | 103.0193 | 0.5508 | 199.3806 | 109.8188 | 0.5287 | 194.4554 | 102.8086 | 0.5919 | 96.7075 | 57.2412 | 0.6129 | 111.089 | 68.0865
|  | 24 | 0.4589 | 58.1164 | 26.6696 | 0.4428 | 39.6934 | 17.5762 | 0.6297 | 0.47888 | 0.30155 | 0.4336 | 177.5912 | 77.0035 | 0.6063 | 184.5604 | 111.899 | 0.5178 | 197.5773 | 102.3055 | 0.5472 | 199.9665 | 109.4217 | 0.5409 | 188.9216 | 102.1877 | 0.5791 | 72.7937 | 42.1548 | 0.6243 | 174.3825 | 108.867
| 16 | 1 | 0.4317 | 84.5973 | 36.5206 | 0.4729 | 32.459 | 15.3499 | 0.6586 | 0 | 0 | 0.4639 | 186.6707 | 86.5965 | 0.584 | 197.4383 | 115.304 | 0.5316 | 198.2565 | 105.3932 | 0.5556 | 198.2486 | 110.1469 | 0.5396 | 187.2054 | 101.016 | 0.5666 | 72.7718 | 41.2325 | 0.6306 | 198.6715 | 125.2822
|  | 2 | 0.428 | 159.0974 | 68.0937 | 0.5016 | 57.7474 | 28.9661 | 0.67 | 0 | 0 | 0.4927 | 194.8015 | 95.9787 | 0.5722 | 193.8515 | 110.9218 | 0.5406 | 198.5326 | 107.3267 | 0.5618 | 190.5839 | 107.0701 | 0.5228 | 195.3689 | 102.1388 | 0.5611 | 70.3818 | 39.4912 | 0.6224 | 199.4088 | 124.112
|  | 3 | 0.4425 | 152.6805 | 67.5611 | 0.5222 | 109.6385 | 57.2532 | 0.6739 | 0 | 0 | 0.5102 | 194.612 | 99.291 | 0.559 | 190.3305 | 106.3948 | 0.5451 | 198.42 | 108.1588 | 0.5563 | 187.9697 | 104.5675 | 0.5278 | 196.0724 | 103.487 | 0.5502 | 100.9899 | 55.5646 | 0.6143 | 199.9343 | 122.8196
|  | 4 | 0.4486 | 89.3924 | 40.1014 | 0.5366 | 113.0512 | 60.6633 | 0.6531 | 0 | 0 | 0.5178 | 198.5168 | 102.792 | 0.5543 | 195.2527 | 108.2286 | 0.5461 | 198.3338 | 108.3101 | 0.5452 | 163.0159 | 88.8763 | 0.5285 | 194.802 | 102.9529 | 0.5484 | 99.4696 | 54.5491 | 0.6104 | 200.1114 | 122.148
|  | 5 | 0.457 | 42.1301 | 19.2535 | 0.5384 | 132.177 | 71.1641 | 0.6414 | 1.1334 | 0.72697 | 0.5303 | 199.3572 | 105.7191 | 0.559 | 196.226 | 109.6904 | 0.5444 | 198.461 | 108.0422 | 0.5364 | 179.0886 | 96.0631 | 0.5271 | 194.8202 | 102.6898 | 0.5485 | 42.9472 | 23.5565 | 0.6108 | 198.8465 | 121.4554
|  | 6 | 0.4638 | 38.9201 | 18.0512 | 0.5287 | 175.1588 | 92.6065 | 0.6291 | 12.479 | 7.8505 | 0.5405 | 200.2623 | 108.2417 | 0.5731 | 197.0434 | 112.9256 | 0.5367 | 198.3966 | 106.4795 | 0.5479 | 197.3074 | 108.1047 | 0.5252 | 191.6581 | 100.6589 | 0.5485 | 23.79 | 13.0488 | 0.6126 | 199.8941 | 122.4551
|  | 7 | 0.4881 | 34.0142 | 16.6023 | 0.5158 | 179.3179 | 92.4922 | 0.5901 | 10.0127 | 5.9085 | 0.5485 | 199.711 | 109.5415 | 0.5835 | 195.8798 | 114.2959 | 0.5271 | 198.3508 | 104.5507 | 0.5607 | 196.9297 | 110.4185 | 0.5239 | 189.9209 | 99.4995 | 0.5483 | 10.5371 | 5.7775 | 0.6116 | 199.3417 | 121.9174
|  | 8 | 0.4615 | 13.8155 | 6.3758 | 0.4827 | 178.2315 | 86.0324 | 0.5677 | 25.8694 | 14.686 | 0.5464 | 199.7945 | 109.1677 | 0.6064 | 193.6804 | 117.4478 | 0.5192 | 187.5915 | 97.3975 | 0.5573 | 157.4991 | 87.7742 | 0.5507 | 177.264 | 97.6193 | 0.5542 | 14.1354 | 7.8338 | 0.5962 | 200.3393 | 119.4423
|  | 9 | 0.4319 | 2.7453 | 1.1857 | 0.4421 | 160.8647 | 71.1183 | 0.5949 | 8.1809 | 4.8668 | 0.5434 | 199.3606 | 108.3325 | 0.6251 | 184.3052 | 115.2092 | 0.5105 | 183.7651 | 93.8121 | 0.5525 | 178.593 | 98.6727 | 0.543 | 141.9229 | 77.0641 | 0.5673 | 7.722 | 4.3807 | 0.5885 | 197.2414 | 116.0766
|  | 10 | 0.4174 | 11.952 | 4.9888 | 0.4157 | 104.6461 | 43.5014 | 0.5917 | 0 | 0 | 0.5431 | 198.5098 | 107.8106 | 0.624 | 174.3238 | 108.778 | 0.5136 | 197.568 | 101.4709 | 0.5679 | 197.2067 | 111.9937 | 0.5398 | 92.4453 | 49.902 | 0.5722 | 3.4883 | 1.996 | 0.5944 | 185.2409 | 110.1072
|  | 11 | 0.4193 | 15.0721 | 6.3197 | 0.3933 | 91.7363 | 36.0799 | 0.587 | 3.4658 | 2.0344 | 0.5394 | 192.8453 | 104.0207 | 0.6224 | 140.6133 | 87.5177 | 0.523 | 194.8644 | 101.9141 | 0.5875 | 189.8996 | 111.566 | 0.5319 | 72.2781 | 38.4447 | 0.5824 | 0.47731 | 0.27798 | 0.6168 | 141.0474 | 86.998
|  | 12 | 0.4393 | 13.259 | 5.8247 | 0.3883 | 66.9368 | 25.9916 | 0.577 | 4.4996 | 2.5963 | 0.518 | 165.946 | 85.96 | 0.6228 | 91.6482 | 57.0785 | 0.5271 | 148.2167 | 78.125 | 0.5823 | 185.0879 | 107.7767 | 0.5292 | 65.1298 | 34.4667 | 0.5895 | 0.080464 | 0.047434 | 0.6196 | 73.8724 | 45.7713
|  | 13 | 0.46 | 14.0009 | 6.4404 | 0.4085 | 43.1869 | 17.6419 | 0.5989 | 8.1746 | 4.8958 | 0.5182 | 140.414 | 72.7625 | 0.6236 | 57.9548 | 36.1406 | 0.5231 | 139.6555 | 73.0538 | 0.5876 | 168.3801 | 98.9401 | 0.5349 | 64.9867 | 34.7614 | 0.5899 | 0.19688 | 0.11614 | 0.6082 | 39.5833 | 24.0746
|  | 14 | 0.4683 | 10.3991 | 4.8699 | 0.4271 | 22.002 | 9.3971 | 0.5449 | 2.5349 | 1.3813 | 0.514 | 110.8992 | 57.0022 | 0.6158 | 43.3807 | 26.7138 | 0.529 | 139.6607 | 73.8805 | 0.5762 | 159.699 | 92.0186 | 0.5279 | 56.5543 | 29.855 | 0.5867 | 2.9e-05 | 1.7014e-05 | 0.6281 | 20.0065 | 12.5661
|  | 15 | 0.4741 | 5.2818 | 2.5041 | 0.4203 | 16.5479 | 6.9551 | 0.5294 | 7.8395 | 4.1502 | 0.5134 | 83.7192 | 42.9814 | 0.6088 | 30.3682 | 18.4881 | 0.5325 | 147.5277 | 78.5585 | 0.57 | 151.8609 | 86.5607 | 0.5314 | 44.3952 | 23.5916 | 0.587 | 0 | 0 | 0.6225 | 19.6371 | 12.2241
|  | 16 | 0.4766 | 10.8006 | 5.1475 | 0.4276 | 16.3772 | 7.0029 | 0.521 | 5.2722 | 2.7468 | 0.507 | 73.4718 | 37.2502 | 0.6091 | 25.6413 | 15.6181 | 0.5331 | 168.1131 | 89.6211 | 0.5704 | 144.0869 | 82.1871 | 0.5336 | 57.4433 | 30.6517 | 0.5876 | 0.062599 | 0.036783 | 0.6236 | 17.3671 | 10.8301
|  | 17 | 0.4655 | 13.2369 | 6.1618 | 0.435 | 19.3976 | 8.4379 | 0.5245 | 39.5514 | 20.7447 | 0.4884 | 57.0124 | 27.8449 | 0.6117 | 20.98 | 12.8334 | 0.5329 | 153.2078 | 81.6444 | 0.5649 | 134.6615 | 76.0703 | 0.5269 | 49.5691 | 26.118 | 0.5854 | 1.1813 | 0.69152 | 0.6252 | 24.6449 | 15.408
|  | 18 | 0.4529 | 18.2696 | 8.2743 | 0.4541 | 21.2238 | 9.6377 | 0.5295 | 33.5769 | 17.779 | 0.4265 | 51.4773 | 21.955 | 0.6138 | 21.9223 | 13.4559 | 0.532 | 109.9125 | 58.4734 | 0.5565 | 126.5996 | 70.4527 | 0.5343 | 35.2019 | 18.8084 | 0.5884 | 0.005935 | 0.0034922 | 0.6025 | 23.2332 | 13.998
|  | 19 | 0.3806 | 65.4797 | 24.9216 | 0.4429 | 24.1981 | 10.7173 | 0.4932 | 42.341 | 20.8826 | 0.3727 | 72.1695 | 26.8976 | 0.6036 | 76.3157 | 46.0642 | 0.5572 | 128.137 | 71.3979 | 0.5523 | 113.2693 | 62.5587 | 0.5301 | 35.5412 | 18.8404 | 0.5999 | 0.59806 | 0.35878 | 0.6028 | 34.5178 | 20.8073
|  | 20 | 0.3654 | 148.9274 | 54.4181 | 0.4551 | 33.8914 | 15.424 | 0.5069 | 38.1656 | 19.3462 | 0.3925 | 79.8129 | 31.3266 | 0.6113 | 117.71 | 71.9561 | 0.5489 | 144.2282 | 79.1668 | 0.552 | 139.0405 | 76.7504 | 0.5295 | 75.5948 | 40.0275 | 0.6022 | 21.9339 | 13.2086 | 0.6113 | 49.2444 | 30.1031
|  | 21 | 0.3771 | 148.5313 | 56.0111 | 0.4682 | 42.3531 | 19.8297 | 0.5378 | 36.1619 | 19.4479 | 0.4044 | 94.4276 | 38.1865 | 0.6184 | 142.6811 | 88.234 | 0.5383 | 157.9948 | 85.0486 | 0.5543 | 165.773 | 91.888 | 0.5329 | 142.0525 | 75.6998 | 0.6017 | 29.7952 | 17.9278 | 0.6112 | 61.2142 | 37.4141
|  | 22 | 0.3915 | 84.06 | 32.9095 | 0.4676 | 40.8474 | 19.1003 | 0.5687 | 6.6175 | 3.7634 | 0.4169 | 163.7917 | 68.2847 | 0.6212 | 129.1672 | 80.2387 | 0.5361 | 157.6434 | 84.5126 | 0.5535 | 171.1273 | 94.719 | 0.5333 | 153.6645 | 81.9493 | 0.5968 | 8.2225 | 4.9072 | 0.6162 | 66.2605 | 40.8297
|  | 23 | 0.4098 | 34.6867 | 14.2146 | 0.4472 | 27.0475 | 12.0956 | 0.5883 | 0.21996 | 0.1294 | 0.4379 | 140.5623 | 61.5522 | 0.6236 | 155.7447 | 97.1224 | 0.5196 | 191.4983 | 99.5025 | 0.5606 | 156.038 | 87.4749 | 0.5394 | 161.1029 | 86.8989 | 0.5878 | 17.1701 | 10.0926 | 0.6012 | 86.6245 | 52.0787
|  | 24 | 0.4016 | 30.0286 | 12.0595 | 0.4773 | 36.434 | 17.39 | 0.5956 | 0 | 0 | 0.47 | 178.4438 | 83.8686 | 0.617 | 185.5882 | 114.5079 | 0.5176 | 196.4112 | 101.6625 | 0.5589 | 132.7895 | 74.216 | 0.5496 | 171.1309 | 94.0536 | 0.5713 | 32.4149 | 18.5187 | 0.6014 | 107.443 | 64.6162
| 17 | 1 | 0.4091 | 15.6227 | 6.3912 | 0.5138 | 100.7719 | 51.7766 | 0.5972 | 9.3579 | 5.5886 | 0.5025 | 189.8638 | 95.4066 | 0.5896 | 177.1225 | 104.4314 | 0.536 | 198.9458 | 106.6349 | 0.5335 | 185.0868 | 98.7438 | 0.5456 | 192.5938 | 105.0792 | 0.5665 | 53.0158 | 30.0335 | 0.6092 | 168.9726 | 102.9381
|  | 2 | 0.4253 | 1.5252 | 0.64868 | 0.5443 | 109.3919 | 59.542 | 0.6317 | 30.8394 | 19.4813 | 0.5249 | 195.9877 | 102.874 | 0.5798 | 191.9348 | 111.2838 | 0.5456 | 198.7295 | 108.4268 | 0.5148 | 200.0749 | 102.9986 | 0.5359 | 196.3183 | 105.207 | 0.5605 | 30.4158 | 17.048 | 0.6241 | 187.2767 | 116.8794
|  | 3 | 0.4418 | 0 | 0 | 0.5629 | 106.879 | 60.1622 | 0.6459 | 80.9812 | 52.3058 | 0.5424 | 198.1179 | 107.4592 | 0.5676 | 192.9239 | 109.5036 | 0.5502 | 198.6366 | 109.2899 | 0.52 | 196.389 | 102.1223 | 0.5411 | 196.3144 | 106.2257 | 0.5488 | 19.4463 | 10.6721 | 0.6238 | 173.1676 | 108.0219
|  | 4 | 0.4622 | 0.49688 | 0.22966 | 0.5735 | 131.6884 | 75.5233 | 0.6419 | 42.0967 | 27.0218 | 0.5448 | 195.326 | 106.4136 | 0.5649 | 184.173 | 104.0394 | 0.5513 | 196.8129 | 108.5029 | 0.5219 | 198.1591 | 103.4193 | 0.5431 | 196.0619 | 106.4812 | 0.546 | 18.3457 | 10.0167 | 0.624 | 163.7615 | 102.1872
|  | 5 | 0.4765 | 14.1351 | 6.7354 | 0.5356 | 145.6498 | 78.01 | 0.6376 | 3.3308 | 2.1237 | 0.5441 | 176.984 | 96.297 | 0.5672 | 190.6505 | 108.137 | 0.5518 | 197.2272 | 108.8299 | 0.5222 | 198.1585 | 103.4784 | 0.5429 | 196.2853 | 106.5633 | 0.548 | 18.662 | 10.2268 | 0.6224 | 139.0492 | 86.5442
|  | 6 | 0.4896 | 1.6913 | 0.82805 | 0.5016 | 125.8449 | 63.1238 | 0.6071 | 2.1125 | 1.2825 | 0.5156 | 163.597 | 84.3506 | 0.5806 | 186.2683 | 108.1474 | 0.5509 | 181.9109 | 100.2147 | 0.5198 | 197.5383 | 102.6804 | 0.5401 | 196.1036 | 105.9155 | 0.5534 | 27.4888 | 15.2123 | 0.6273 | 132.821 | 83.3186
|  | 7 | 0.5271 | 0 | 0 | 0.4774 | 112.248 | 53.5872 | 0.5669 | 3.1804 | 1.803 | 0.4693 | 177.6626 | 83.3771 | 0.5885 | 193.0263 | 113.596 | 0.5512 | 179.4814 | 98.9301 | 0.5231 | 199.2172 | 104.2105 | 0.5351 | 176.1815 | 94.2747 | 0.5538 | 25.6591 | 14.21 | 0.6233 | 134.3286 | 83.727
|  | 8 | 0.5243 | 0 | 0 | 0.4468 | 108.8077 | 48.6153 | 0.5359 | 21.7402 | 11.6506 | 0.4367 | 193.5832 | 84.5378 | 0.6123 | 177.5725 | 108.7277 | 0.5489 | 161.5297 | 88.6637 | 0.5318 | 198.9318 | 105.7919 | 0.5496 | 179.2994 | 98.5429 | 0.5467 | 48.5196 | 26.5256 | 0.6151 | 131.7882 | 81.0629
|  | 9 | 0.5476 | 0 | 0 | 0.4322 | 83.5382 | 36.1052 | 0.5187 | 38.4605 | 19.9494 | 0.4003 | 172.4307 | 69.024 | 0.6249 | 162.6733 | 101.6545 | 0.5417 | 139.6197 | 75.632 | 0.5642 | 195.3134 | 110.1958 | 0.547 | 180.9885 | 99.0007 | 0.553 | 23.3104 | 12.8906 | 0.5987 | 126.4005 | 75.676
|  | 10 | 0.56 | 0 | 0 | 0.4303 | 70.8155 | 30.4719 | 0.5398 | 82.6356 | 44.6067 | 0.3829 | 164.7578 | 63.0858 | 0.6241 | 106.7708 | 66.6356 | 0.5354 | 139.6153 | 74.75 | 0.5601 | 172.8921 | 96.8369 | 0.5415 | 152.7791 | 82.7299 | 0.5485 | 6.0187 | 3.3013 | 0.598 | 93.5634 | 55.9509
|  | 11 | 0.5504 | 0.25879 | 0.14244 | 0.4142 | 46.5651 | 19.2873 | 0.5302 | 78.0307 | 41.3719 | 0.3653 | 145.4542 | 53.1344 | 0.6231 | 50.848 | 31.6834 | 0.5317 | 139.6362 | 74.2445 | 0.5533 | 157.9191 | 87.3766 | 0.5329 | 120.3101 | 64.1132 | 0.5537 | 1.8376 | 1.0175 | 0.6198 | 67.6814 | 41.9489
|  | 12 | 0.5377 | 7.8707 | 4.2321 | 0.4175 | 13.3845 | 5.588 | 0.5331 | 66.4937 | 35.4478 | 0.3651 | 134.2209 | 49.004 | 0.6236 | 34.5633 | 21.5537 | 0.5285 | 139.6403 | 73.7999 | 0.5547 | 122.8073 | 68.1212 | 0.5196 | 78.9691 | 41.0323 | 0.5665 | 6.9376 | 3.9301 | 0.6224 | 61.5428 | 38.3042
|  | 13 | 0.5377 | 2.9436 | 1.5828 | 0.4704 | 5.3916 | 2.5362 | 0.549 | 26.4806 | 14.5378 | 0.3821 | 113.1821 | 43.2469 | 0.6249 | 53.0695 | 33.1632 | 0.5293 | 139.6492 | 73.9163 | 0.5541 | 67.2325 | 37.2535 | 0.5184 | 61.4741 | 31.8682 | 0.565 | 10.178 | 5.7506 | 0.6216 | 51.0144 | 31.7106
|  | 14 | 0.5363 | 1.4497 | 0.77749 | 0.4886 | 1.5017 | 0.73375 | 0.5363 | 28.5297 | 15.3005 | 0.3756 | 105.3888 | 39.584 | 0.6236 | 63.6772 | 39.7091 | 0.5287 | 146.6169 | 77.5163 | 0.5564 | 37.1933 | 20.6944 | 0.5309 | 56.8942 | 30.2052 | 0.562 | 12.3814 | 6.9583 | 0.6156 | 42.6254 | 26.2402
|  | 15 | 0.5297 | 1.3306 | 0.70482 | 0.4846 | 1.0331 | 0.50063 | 0.5118 | 19.9415 | 10.206 | 0.3623 | 109.9431 | 39.8324 | 0.6226 | 47.375 | 29.4957 | 0.5287 | 172.659 | 91.2848 | 0.5571 | 23.8945 | 13.3116 | 0.5479 | 61.3549 | 33.6164 | 0.561 | 12.596 | 7.0663 | 0.6105 | 56.8772 | 34.7235
|  | 16 | 0.5268 | 2.2832 | 1.2028 | 0.4872 | 10.3404 | 5.0379 | 0.5236 | 15.0192 | 7.864 | 0.357 | 97.873 | 34.9407 | 0.6217 | 40.1749 | 24.9768 | 0.5298 | 163.8584 | 86.8122 | 0.5574 | 27.0298 | 15.0664 | 0.55 | 64.8356 | 35.6596 | 0.5651 | 23.5646 | 13.3164 | 0.6119 | 67.9997 | 41.609
|  | 17 | 0.5387 | 2.6701 | 1.4384 | 0.4842 | 10.1804 | 4.9293 | 0.5267 | 8.0514 | 4.2407 | 0.3503 | 92.2706 | 32.3224 | 0.6208 | 37.0638 | 23.0092 | 0.5234 | 133.938 | 70.1032 | 0.5568 | 29.5789 | 16.4695 | 0.5445 | 64.685 | 35.221 | 0.5689 | 50.4453 | 28.6983 | 0.617 | 75.4483 | 46.5516
|  | 18 | 0.578 | 11.7343 | 6.7825 | 0.5004 | 15.6859 | 7.8492 | 0.4814 | 0.78459 | 0.3777 | 0.3505 | 79.4568 | 27.8496 | 0.6227 | 34.7034 | 21.6098 | 0.5112 | 92.0434 | 47.0526 | 0.552 | 25.2549 | 13.9407 | 0.5179 | 65.5356 | 33.9409 | 0.5546 | 13.4352 | 7.4512 | 0.603 | 50.3687 | 30.3723
|  | 19 | 0.5338 | 28.3336 | 15.1245 | 0.4769 | 16.8484 | 8.035 | 0.4584 | 3.4522 | 1.5825 | 0.3385 | 98.7012 | 33.4103 | 0.6126 | 54.5364 | 33.409 | 0.5331 | 77.4021 | 41.2631 | 0.549 | 41.3007 | 22.6741 | 0.5217 | 66.1039 | 34.4864 | 0.5653 | 3.6015 | 2.0359 | 0.6003 | 37.9082 | 22.7563
|  | 20 | 0.542 | 67.7688 | 36.7307 | 0.4628 | 22.7654 | 10.5358 | 0.4624 | 3.3298 | 1.5397 | 0.3479 | 75.2572 | 26.182 | 0.6228 | 140.9446 | 87.7803 | 0.5288 | 108.8942 | 57.5833 | 0.5484 | 100.7316 | 55.2412 | 0.5189 | 101.2226 | 52.5244 | 0.5669 | 6.1371 | 3.4791 | 0.6092 | 80.8252 | 49.2387
|  | 21 | 0.5565 | 63.7551 | 35.4797 | 0.4684 | 24.0307 | 11.256 | 0.4726 | 0.92531 | 0.4373 | 0.3542 | 55.0174 | 19.4872 | 0.6242 | 184.7119 | 115.2972 | 0.5077 | 136.184 | 69.1406 | 0.5468 | 137.0409 | 74.934 | 0.5085 | 136.0349 | 69.1737 | 0.5658 | 2.2557 | 1.2763 | 0.5972 | 77.4449 | 46.2501
|  | 22 | 0.5461 | 46.7319 | 25.5203 | 0.4667 | 16.004 | 7.4691 | 0.48 | 0 | 0 | 0.3602 | 67.7881 | 24.4173 | 0.6138 | 197.0135 | 120.9269 | 0.5161 | 170.7743 | 88.1366 | 0.5467 | 138.6452 | 75.7973 | 0.5119 | 145.184 | 74.3197 | 0.5658 | 93.7449 | 53.0409 | 0.596 | 89.505 | 53.345
|  | 23 | 0.538 | 43.785 | 23.5563 | 0.4833 | 19.7681 | 9.5539 | 0.4981 | 0 | 0 | 0.3807 | 86.5664 | 32.9558 | 0.5988 | 196.0117 | 117.3718 | 0.5246 | 193.7224 | 101.6268 | 0.5422 | 137.4617 | 74.5317 | 0.5116 | 151.721 | 77.6204 | 0.5546 | 30.7446 | 17.051 | 0.5959 | 103.643 | 61.7608
| 18 | 24 | 0.5569 | 22.2076 | 12.3674 | 0.5176 | 27.1979 | 14.0776 | 0.5339 | 1.2721 | 0.67919 | 0.4199 | 150.4568 | 63.1768 | 0.5943 | 197.9114 | 117.6187 | 0.5339 | 178.6596 | 95.3864 | 0.5526 | 154.8887 | 85.5915 | 0.5198 | 155.9675 | 81.0719 | 0.5467 | 0 | 0 | 0.5989 | 175.519 | 105.1183
|  | 1 | 0.5799 | 2.5229 | 1.4631 | 0.5556 | 22.6844 | 12.6034 | 0.5384 | 18.6723 | 10.0532 | 0.457 | 160.8257 | 73.4974 | 0.5708 | 197.5163 | 112.7423 | 0.5406 | 189.7269 | 102.5664 | 0.5483 | 167.4749 | 91.8265 | 0.5285 | 172.8558 | 91.3543 | 0.543 | 0.42206 | 0.22918 | 0.6158 | 170.9788 | 105.2888
|  | 2 | 0.581 | 1.5201 | 0.8832 | 0.5866 | 34.5682 | 20.2777 | 0.5516 | 28.6938 | 15.8275 | 0.4838 | 194.3251 | 94.0145 | 0.5566 | 198.0461 | 110.2325 | 0.5484 | 189.8685 | 104.1239 | 0.5269 | 186.054 | 98.0319 | 0.5351 | 187.5301 | 100.3474 | 0.5271 | 54.8786 | 28.9265 | 0.619 | 166.6505 | 103.1566
|  | 3 | 0.5785 | 0.37188 | 0.21514 | 0.6104 | 84.6979 | 51.6996 | 0.5881 | 56.749 | 33.3741 | 0.5032 | 195.8477 | 98.5506 | 0.539 | 198.0835 | 106.767 | 0.5524 | 185.7935 | 102.6323 | 0.5078 | 194.0443 | 98.5357 | 0.5216 | 196.4935 | 102.491 | 0.5228 | 90.9078 | 47.5266 | 0.6138 | 196.7055 | 120.7378
|  | 4 | 0.5801 | 0.001421 | 0.00082432 | 0.6226 | 72.951 | 45.4193 | 0.625 | 103.5295 | 64.7059 | 0.5174 | 195.91 | 101.3638 | 0.5328 | 197.8708 | 105.4256 | 0.5553 | 189.8998 | 105.4513 | 0.5095 | 197.6106 | 100.6826 | 0.5163 | 198.1082 | 102.2833 | 0.4962 | 96.4312 | 47.8491 | 0.6092 | 193.1198 | 117.6486
|  | 5 | 0.5877 | 0.13263 | 0.077948 | 0.6195 | 41.3032 | 25.5873 | 0.6311 | 170.4631 | 107.5793 | 0.519 | 196.212 | 101.834 | 0.5359 | 166.389 | 89.1679 | 0.5575 | 184.8103 | 103.0318 | 0.5097 | 197.2481 | 100.5374 | 0.518 | 198.4996 | 102.8228 | 0.4828 | 48.3185 | 23.3282 | 0.6096 | 187.1714 | 114.0997
|  | 6 | 0.584 | 23.5996 | 13.7822 | 0.6037 | 69.0724 | 41.699 | 0.6319 | 155.9059 | 98.5169 | 0.4943 | 192.4296 | 95.118 | 0.5527 | 133.5961 | 73.8386 | 0.5576 | 172.2857 | 96.0665 | 0.5082 | 183.0109 | 93.0061 | 0.5214 | 198.5766 | 103.5378 | 0.4897 | 15.2656 | 7.4756 | 0.595 | 167.8107 | 99.8474
|  | 7 | 0.5823 | 20.5669 | 11.9761 | 0.5858 | 107.9384 | 63.2303 | 0.626 | 175.9987 | 110.1752 | 0.4505 | 190.578 | 85.8554 | 0.5659 | 133.5991 | 75.6037 | 0.5614 | 168.6962 | 94.706 | 0.5178 | 138.3262 | 71.6253 | 0.5339 | 198.3334 | 105.8902 | 0.5258 | 24.3057 | 12.78 | 0.6024 | 161.0056 | 96.9898
|  | 8 | 0.563 | 12.1055 | 6.8154 | 0.5489 | 58.5254 | 32.1246 | 0.607 | 134.6624 | 81.7401 | 0.4228 | 178.5235 | 75.4797 | 0.5872 | 133.6189 | 78.461 | 0.5628 | 164.5144 | 92.5887 | 0.5442 | 170.4111 | 92.7377 | 0.5285 | 198.1712 | 104.7335 | 0.5459 | 32.6484 | 17.8227 | 0.614 | 117.8163 | 72.3392
|  | 9 | 0.5147 | 5.9396 | 3.0571 | 0.5162 | 26.1338 | 13.4903 | 0.5631 | 112.8962 | 63.5718 | 0.3921 | 92.5593 | 36.2925 | 0.5988 | 117.8278 | 70.5553 | 0.5576 | 113.5932 | 63.3396 | 0.55 | 179.3387 | 98.6363 | 0.5182 | 182.1347 | 94.3822 | 0.5497 | 26.4873 | 14.56 | 0.5991 | 91.5954 | 54.8748
|  | 10 | 0.5114 | 0.24066 | 0.12308 | 0.5067 | 9.381 | 4.7534 | 0.5534 | 104.1441 | 57.6334 | 0.3776 | 76.3376 | 28.8251 | 0.6 | 109.6887 | 65.8132 | 0.5532 | 99.7139 | 55.1617 | 0.5444 | 167.2541 | 91.0531 | 0.5101 | 157.9069 | 80.5483 | 0.5611 | 10.6614 | 5.9821 | 0.5913 | 69.3797 | 41.0242
|  | 11 | 0.5084 | 0 | 0 | 0.5045 | 9.1872 | 4.6349 | 0.5381 | 75.2826 | 40.5096 | 0.3667 | 154.6113 | 56.696 | 0.5994 | 155.5386 | 93.2299 | 0.5463 | 117.1488 | 63.9984 | 0.5471 | 157.3118 | 86.0653 | 0.5288 | 125.5957 | 66.415 | 0.5768 | 0.25342 | 0.14617 | 0.59 | 71.4673 | 42.1657
|  | 12 | 0.5114 | 0 | 0 | 0.5198 | 11.4161 | 5.9341 | 0.5331 | 48.5115 | 25.8615 | 0.368 | 171.7925 | 63.2197 | 0.5988 | 168.5237 | 100.912 | 0.5412 | 111.7158 | 60.4606 | 0.5481 | 114.6735 | 62.8525 | 0.5365 | 88.7005 | 47.5878 | 0.5791 | 0.12153 | 0.070379 | 0.5908 | 59.3534 | 35.066
|  | 13 | 0.5275 | 0 | 0 | 0.5277 | 4.6653 | 2.4619 | 0.5385 | 51.9939 | 27.9987 | 0.3774 | 137.1665 | 51.7666 | 0.5989 | 168.4916 | 100.9096 | 0.5401 | 78.4823 | 42.3883 | 0.5474 | 92.2308 | 50.4871 | 0.5298 | 61.3513 | 32.5039 | 0.5797 | 1.7668 | 1.0242 | 0.5911 | 57.7213 | 34.119
|  | 14 | 0.5095 | 0.060228 | 0.030686 | 0.5017 | 4.1605 | 2.0873 | 0.5359 | 28.5728 | 15.3122 | 0.3601 | 85.0082 | 30.6115 | 0.5969 | 169.613 | 101.242 | 0.5406 | 59.8037 | 32.3299 | 0.5493 | 73.4424 | 40.3419 | 0.5497 | 50.1701 | 27.5785 | 0.5879 | 6.5444 | 3.8474 | 0.5905 | 47.0063 | 27.7572
|  | 15 | 0.4963 | 14.5833 | 7.2377 | 0.4871 | 10.5945 | 5.1606 | 0.5344 | 19.7622 | 10.5609 | 0.3507 | 101.8966 | 35.7351 | 0.5906 | 168.3659 | 99.4369 | 0.5418 | 51.1098 | 27.6913 | 0.5346 | 50.687 | 27.0973 | 0.565 | 37.1747 | 21.0037 | 0.5862 | 20.0311 | 11.7422 | 0.5901 | 47.5752 | 28.0741
|  | 16 | 0.498 | 20.6314 | 10.2745 | 0.4859 | 10.8614 | 5.2775 | 0.534 | 14.1729 | 7.5683 | 0.3483 | 112.8384 | 39.3016 | 0.5873 | 161.5611 | 94.8848 | 0.5402 | 40.9061 | 22.0975 | 0.5345 | 38.0982 | 20.3635 | 0.5701 | 35.9504 | 20.4953 | 0.5576 | 29.6974 | 16.5592 | 0.5902 | 49.7829 | 29.3819
|  | 17 | 0.4992 | 14.9148 | 7.4455 | 0.4959 | 20.4765 | 10.1543 | 0.5269 | 11.4306 | 6.0228 | 0.3505 | 67.9691 | 23.8232 | 0.5824 | 162.5 | 94.64 | 0.5348 | 48.4566 | 25.9146 | 0.5378 | 25.7876 | 13.8686 | 0.5588 | 27.9681 | 15.6286 | 0.5643 | 35.8885 | 20.2519 | 0.5897 | 61.5979 | 36.3243
|  | 18 | 0.5124 | 9.3874 | 4.8101 | 0.5182 | 15.7771 | 8.1757 | 0.492 | 3.8398 | 1.8892 | 0.3562 | 23.6411 | 8.421 | 0.5818 | 169.3863 | 98.5489 | 0.5217 | 51.1763 | 26.6987 | 0.5429 | 20.3485 | 11.0472 | 0.5364 | 20.6233 | 11.0623 | 0.5706 | 69.8241 | 39.8416 | 0.5954 | 58.2188 | 34.6635
|  | 19 | 0.5018 | 1.4331 | 0.71914 | 0.4891 | 21.0278 | 10.2847 | 0.4506 | 30.2893 | 13.6484 | 0.3439 | 34.0597 | 11.7131 | 0.5847 | 144.4104 | 84.4368 | 0.5096 | 80.5452 | 41.0458 | 0.5475 | 37.6102 | 20.5916 | 0.5415 | 33.4014 | 18.0869 | 0.5651 | 22.4667 | 12.6959 | 0.5984 | 70.567 | 42.2273
|  | 20 | 0.4871 | 0.10852 | 0.052861 | 0.4892 | 19.348 | 9.4651 | 0.4736 | 39.5399 | 18.7261 | 0.3603 | 52.7827 | 19.0176 | 0.5928 | 173.8898 | 103.0819 | 0.5065 | 120.89 | 61.2308 | 0.5472 | 55.1377 | 30.1714 | 0.5395 | 52.3765 | 28.2571 | 0.5711 | 49.0122 | 27.9909 | 0.5902 | 100.9059 | 59.5547
|  | 21 | 0.4874 | 0.13169 | 0.064187 | 0.4955 | 26.2658 | 13.0147 | 0.503 | 28.2915 | 14.2306 | 0.3758 | 64.7221 | 24.3226 | 0.6011 | 175.2836 | 105.363 | 0.5134 | 142.5617 | 73.1912 | 0.546 | 73.5566 | 40.1619 | 0.5253 | 60.3138 | 31.6828 | 0.5723 | 3.6616 | 2.0955 | 0.5917 | 113.8671 | 67.3752
|  | 22 | 0.4781 | 7.9158 | 3.7846 | 0.4888 | 21.7152 | 10.6144 | 0.5274 | 23.7495 | 12.5255 | 0.3857 | 98.4149 | 37.9586 | 0.6035 | 185.9303 | 112.209 | 0.5206 | 136.4726 | 71.0476 | 0.5458 | 93.0685 | 50.7968 | 0.5224 | 34.544 | 18.0458 | 0.572 | 5.7777 | 3.3048 | 0.59 | 133.9052 | 79.0041
|  | 23 | 0.4894 | 38.2146 | 18.7022 | 0.4929 | 28.1978 | 13.8987 | 0.565 | 20.538 | 11.604 | 0.4085 | 148.3253 | 60.5909 | 0.6056 | 192.2241 | 116.4109 | 0.5256 | 148.7088 | 78.1613 | 0.5423 | 130.6897 | 70.873 | 0.5129 | 36.2765 | 18.6062 | 0.564 | 72.6543 | 40.977 | 0.5961 | 146.0292 | 87.048
| 19 | 24 | 0.5148 | 13.6159 | 7.0095 | 0.5229 | 26.3599 | 13.7836 | 0.6089 | 13.6923 | 8.3373 | 0.442 | 178.7792 | 79.0204 | 0.6007 | 197.4278 | 118.5949 | 0.5337 | 160.2567 | 85.529 | 0.5546 | 167.157 | 92.7053 | 0.5215 | 123.1438 | 64.2195 | 0.5449 | 123.4227 | 67.253 | 0.6103 | 150.557 | 91.8849
|  | 1 | 0.5498 | 9.2649 | 5.0939 | 0.5594 | 39.9966 | 22.3741 | 0.6188 | 11.7642 | 7.2797 | 0.4754 | 192.1546 | 91.3503 | 0.5778 | 197.0435 | 113.8517 | 0.5394 | 182.7692 | 98.5857 | 0.5429 | 148.2254 | 80.4716 | 0.5286 | 182.85 | 96.6545 | 0.5401 | 117.517 | 63.471 | 0.5991 | 165.3231 | 99.0451
|  | 2 | 0.5807 | 6.5454 | 3.8009 | 0.5983 | 28.3335 | 16.9519 | 0.6254 | 17.9895 | 11.2506 | 0.5016 | 193.2348 | 96.9266 | 0.5671 | 197.8428 | 112.1966 | 0.5458 | 194.4468 | 106.1291 | 0.5173 | 122.8517 | 63.5512 | 0.5359 | 198.0239 | 106.121 | 0.5269 | 165.0373 | 86.9582 | 0.5783 | 160.4424 | 92.7838
|  | 3 | 0.5728 | 2.3283 | 1.3336 | 0.5832 | 19.099 | 11.1385 | 0.6088 | 102.6141 | 62.4715 | 0.525 | 195.5222 | 102.6492 | 0.5553 | 189.7619 | 105.3748 | 0.5494 | 193.9423 | 106.5519 | 0.5099 | 148.8612 | 75.9043 | 0.5417 | 199.6055 | 108.1263 | 0.4889 | 198.1644 | 96.8826 | 0.565 | 174.0679 | 98.3484
|  | 4 | 0.5744 | 4.6547 | 2.6736 | 0.5744 | 8.0262 | 4.6102 | 0.5892 | 142.4048 | 83.9049 | 0.533 | 196.2287 | 104.5899 | 0.5481 | 145.5532 | 79.7777 | 0.55 | 194.8901 | 107.1896 | 0.5119 | 154.8622 | 79.274 | 0.5446 | 191.2683 | 104.1647 | 0.4815 | 196.9369 | 94.8251 | 0.5649 | 180.86 | 102.1678
|  | 5 | 0.5696 | 0.36918 | 0.21029 | 0.5969 | 15.0965 | 9.0111 | 0.5876 | 143.7345 | 84.4584 | 0.5072 | 196.409 | 99.6187 | 0.5405 | 145.5555 | 78.6727 | 0.5473 | 198.0288 | 108.3812 | 0.5128 | 187.1191 | 95.9547 | 0.5453 | 158.4524 | 86.4041 | 0.4864 | 180.7961 | 87.9392 | 0.5659 | 188.3525 | 106.5887
|  | 6 | 0.5583 | 0.59008 | 0.32944 | 0.594 | 5.926 | 3.52 | 0.5935 | 158.495 | 94.0668 | 0.4686 | 196.3239 | 91.9974 | 0.5541 | 145.5589 | 80.6542 | 0.5399 | 196.769 | 106.2356 | 0.5106 | 175.9612 | 89.8458 | 0.5484 | 155.6983 | 85.3849 | 0.4961 | 192.459 | 95.4789 | 0.5682 | 197.178 | 112.0365
|  | 7 | 0.5402 | 0.0037 | 0.0019987 | 0.6071 | 0.11993 | 0.072807 | 0.5887 | 157.3264 | 92.618 | 0.4266 | 196.1936 | 83.6962 | 0.5649 | 155.5687 | 87.8807 | 0.5344 | 187.1801 | 100.029 | 0.5121 | 141.586 | 72.5062 | 0.5504 | 145.1533 | 79.8924 | 0.5274 | 197.0141 | 103.9053 | 0.5719 | 182.3939 | 104.3111
|  | 8 | 0.5281 | 0.1513 | 0.0799 | 0.6105 | 1.9367 | 1.1823 | 0.5982 | 168.2088 | 100.6225 | 0.3971 | 193.4031 | 76.8004 | 0.5839 | 188.8937 | 110.2951 | 0.5263 | 175.8803 | 92.5658 | 0.5384 | 139.8722 | 75.3072 | 0.545 | 115.8684 | 63.1483 | 0.5433 | 179.4438 | 97.4918 | 0.5971 | 170.7126 | 101.9325
|  | 9 | 0.5121 | 0 | 0 | 0.5925 | 2.8674 | 1.6989 | 0.6226 | 171.6218 | 106.8518 | 0.3649 | 181.5365 | 66.2427 | 0.5989 | 167.2507 | 100.1665 | 0.5179 | 174.0615 | 90.1465 | 0.5562 | 179.6974 | 99.9477 | 0.5344 | 76.3276 | 40.7894 | 0.55 | 167.8348 | 92.3092 | 0.6118 | 144.1856 | 88.2127
|  | 10 | 0.4938 | 0 | 0 | 0.6077 | 0.61205 | 0.37194 | 0.6227 | 134.2574 | 83.6021 | 0.3437 | 142.6201 | 49.0185 | 0.5968 | 115.3651 | 68.8499 | 0.5104 | 159.2505 | 81.2815 | 0.546 | 175.9614 | 96.0749 | 0.5246 | 55.917 | 29.3341 | 0.565 | 121.6145 | 68.7122 | 0.6002 | 100.7035 | 60.4423
|  | 11 | 0.4762 | 0 | 0 | 0.6038 | 0.89452 | 0.54011 | 0.6184 | 98.8385 | 61.1217 | 0.3224 | 135.9107 | 43.8176 | 0.5881 | 110.6427 | 65.069 | 0.5321 | 112.7638 | 60.0016 | 0.5447 | 153.1031 | 83.3953 | 0.5182 | 35.2402 | 18.2615 | 0.5753 | 54.7549 | 31.5005 | 0.5928 | 72.7556 | 43.1295
|  | 12 | 0.4731 | 0 | 0 | 0.5913 | 0 | 0 | 0.6136 | 54.5209 | 33.454 | 0.3143 | 116.6716 | 36.6699 | 0.5882 | 110.6567 | 65.0883 | 0.5326 | 59.4638 | 31.6704 | 0.546 | 129.8685 | 70.9082 | 0.5164 | 13.1371 | 6.784 | 0.5739 | 34.6001 | 19.857 | 0.5932 | 57.6663 | 34.2077
|  | 13 | 0.4716 | 6.528 | 3.0786 | 0.5986 | 0.33993 | 0.20348 | 0.5972 | 17.8573 | 10.6644 | 0.3195 | 89.1733 | 28.4909 | 0.5942 | 110.6687 | 65.7593 | 0.5071 | 22.8803 | 11.6026 | 0.5449 | 128.9153 | 70.246 | 0.5196 | 5.9897 | 3.1123 | 0.5722 | 25.2632 | 14.4556 | 0.5955 | 48.0734 | 28.6277
|  | 14 | 0.4472 | 22.2026 | 9.929 | 0.6058 | 1.0741 | 0.6507 | 0.5937 | 14.0877 | 8.3639 | 0.3059 | 52.9917 | 16.2101 | 0.5878 | 110.6774 | 65.0562 | 0.5167 | 22.9045 | 11.8347 | 0.5477 | 123.6913 | 67.7457 | 0.5201 | 9.4242 | 4.9015 | 0.567 | 19.2921 | 10.9386 | 0.59 | 43.0768 | 25.4153
|  | 15 | 0.4368 | 30.2468 | 13.2118 | 0.6009 | 0.9716 | 0.58384 | 0.5926 | 16.5272 | 9.794 | 0.297 | 57.7026 | 17.1377 | 0.5891 | 110.6783 | 65.2006 | 0.5245 | 36.4451 | 19.1154 | 0.5492 | 109.1112 | 59.9239 | 0.5214 | 9.7257 | 5.071 | 0.5578 | 12.2213 | 6.817 | 0.5901 | 49.9759 | 29.4908
|  | 16 | 0.4486 | 32.3378 | 14.5067 | 0.6151 | 0.44577 | 0.2742 | 0.5887 | 11.5286 | 6.7869 | 0.2938 | 56.3244 | 16.5481 | 0.5886 | 118.5195 | 69.7606 | 0.5282 | 35.7478 | 18.882 | 0.5491 | 108.0227 | 59.3153 | 0.5324 | 17.9732 | 9.5689 | 0.5595 | 17.1884 | 9.6169 | 0.5906 | 41.0035 | 24.2167
|  | 17 | 0.4577 | 27.2259 | 12.4613 | 0.6187 | 0.94268 | 0.58324 | 0.5637 | 20.7368 | 11.6893 | 0.2955 | 42.4684 | 12.5494 | 0.59 | 147.1136 | 86.797 | 0.5297 | 37.6311 | 19.9332 | 0.5487 | 105.3194 | 57.7887 | 0.5561 | 20.7801 | 11.5558 | 0.5667 | 24.4112 | 13.8338 | 0.5904 | 51.3641 | 30.3254
|  | 18 | 0.4917 | 12.9425 | 6.3638 | 0.6053 | 8.3898 | 5.0783 | 0.512 | 32.1382 | 16.4548 | 0.298 | 40.3968 | 12.0382 | 0.6034 | 147.0858 | 88.7516 | 0.5311 | 39.4401 | 20.9466 | 0.5463 | 81.7487 | 44.6593 | 0.5585 | 32.0634 | 17.9074 | 0.5689 | 35.5065 | 20.1996 | 0.5969 | 39.2671 | 23.4385
|  | 19 | 0.493 | 16.1081 | 7.9413 | 0.5402 | 5.5607 | 3.0039 | 0.4551 | 41.0574 | 18.6852 | 0.2908 | 63.8925 | 18.5799 | 0.6133 | 184.4003 | 113.0927 | 0.5335 | 58.1757 | 31.0367 | 0.5468 | 73.9669 | 40.4451 | 0.5811 | 7.9397 | 4.6137 | 0.5674 | 28.3593 | 16.0911 | 0.596 | 69.3775 | 41.349
|  | 20 | 0.482 | 4.6692 | 2.2505 | 0.5266 | 1.4421 | 0.7594 | 0.4773 | 42.5725 | 20.3198 | 0.2792 | 113.2613 | 31.6225 | 0.6222 | 190.3854 | 118.4578 | 0.5291 | 96.0255 | 50.8071 | 0.5461 | 115.5546 | 63.1044 | 0.5814 | 2e-06 | 1.1628e-06 | 0.5719 | 54.6019 | 31.2268 | 0.5895 | 101.7339 | 59.9721
|  | 21 | 0.5048 | 0.15957 | 0.080551 | 0.5407 | 2.6515 | 1.4337 | 0.5075 | 41.4916 | 21.057 | 0.2761 | 133.478 | 36.8533 | 0.6239 | 197.5783 | 123.2691 | 0.5132 | 142.8774 | 73.3247 | 0.5441 | 147.8528 | 80.4467 | 0.5729 | 34.8925 | 19.9899 | 0.5746 | 56.366 | 32.3879 | 0.5893 | 82.5264 | 48.6328
|  | 22 | 0.5183 | 4.1285 | 2.1398 | 0.5475 | 0.39385 | 0.21563 | 0.5164 | 54.4738 | 28.1303 | 0.2823 | 155.9304 | 44.0191 | 0.6242 | 197.97 | 123.5729 | 0.5049 | 163.6178 | 82.6106 | 0.544 | 143.4317 | 78.0268 | 0.5603 | 57.9371 | 32.4622 | 0.574 | 72.159 | 41.4193 | 0.5901 | 47.5741 | 28.0735
|  | 23 | 0.5427 | 9.6006 | 5.2103 | 0.5687 | 0.031498 | 0.017913 | 0.5454 | 90.1393 | 49.162 | 0.2983 | 179.079 | 53.4193 | 0.6233 | 198.0784 | 123.4622 | 0.5116 | 170.619 | 87.2887 | 0.5442 | 161.2372 | 87.7453 | 0.5467 | 71.8214 | 39.2648 | 0.568 | 101 | 57.368 | 0.5908 | 62.9205 | 37.1734
| 20 | 24 | 0.5836 | 20.2551 | 11.8209 | 0.6197 | 0 | 0 | 0.5875 | 128.7958 | 75.6675 | 0.329 | 188.5342 | 62.0278 | 0.6046 | 197.445 | 119.3753 | 0.5231 | 189.8792 | 99.3258 | 0.5573 | 185.6471 | 103.4612 | 0.5285 | 84.4772 | 44.6462 | 0.5497 | 108.2748 | 59.5186 | 0.6059 | 120.6697 | 73.1138
|  | 1 | 0.6055 | 16.5065 | 9.9947 | 0.6207 | 0.000734 | 0.00045559 | 0.613 | 134.5369 | 82.4711 | 0.3609 | 184.1097 | 66.4452 | 0.6143 | 197.4621 | 121.301 | 0.5346 | 190.8982 | 102.0542 | 0.5394 | 193.2627 | 104.2459 | 0.5148 | 79.7968 | 41.0794 | 0.5313 | 164.0008 | 87.1336 | 0.6171 | 140.3521 | 86.6113
|  | 2 | 0.6061 | 22.8261 | 13.8349 | 0.6198 | 2.0359 | 1.2618 | 0.6148 | 159.6592 | 98.1585 | 0.3909 | 194.4085 | 75.9943 | 0.5786 | 197.3789 | 114.2034 | 0.5404 | 192.4883 | 104.0207 | 0.5211 | 195.5231 | 101.8871 | 0.5235 | 58.9964 | 30.8846 | 0.5244 | 170.1401 | 89.2215 | 0.6119 | 168.5054 | 103.1084
|  | 3 | 0.605 | 18.3496 | 11.1015 | 0.6266 | 0.23427 | 0.14679 | 0.618 | 161.3175 | 99.6942 | 0.4136 | 192.7169 | 79.7077 | 0.5706 | 196.8681 | 112.3329 | 0.5453 | 196.5379 | 107.1721 | 0.5097 | 199.8079 | 101.8421 | 0.5299 | 35.9204 | 19.0342 | 0.5251 | 197.0076 | 103.4487 | 0.5982 | 159.3207 | 95.3056
|  | 4 | 0.6065 | 5.7955 | 3.515 | 0.6283 | 2.4416 | 1.5341 | 0.6248 | 141.4519 | 88.3792 | 0.4237 | 174.9071 | 74.1081 | 0.5644 | 195.0011 | 110.0586 | 0.5472 | 197.4731 | 108.0573 | 0.5098 | 199.658 | 101.7856 | 0.5332 | 83.7569 | 44.6592 | 0.5236 | 199.8672 | 104.6505 | 0.5922 | 154.507 | 91.499
|  | 5 | 0.6013 | 2.4851 | 1.4943 | 0.6324 | 12.2371 | 7.7387 | 0.6287 | 113.6766 | 71.4685 | 0.4297 | 149.2272 | 64.1229 | 0.5519 | 196.7395 | 108.5805 | 0.5457 | 197.568 | 107.8128 | 0.5091 | 200.0562 | 101.8486 | 0.5357 | 88.1873 | 47.2419 | 0.5234 | 199.7753 | 104.5624 | 0.5929 | 167.4886 | 99.304
|  | 6 | 0.5995 | 3.0755 | 1.8438 | 0.6324 | 14.4204 | 9.1194 | 0.6239 | 73.7738 | 46.0274 | 0.423 | 135.7031 | 57.4024 | 0.5553 | 193.7503 | 107.5895 | 0.5393 | 197.2164 | 106.3588 | 0.5179 | 199.693 | 103.421 | 0.5406 | 59.1662 | 31.9853 | 0.5153 | 199.4788 | 102.7914 | 0.5854 | 166.6936 | 97.5824
|  | 7 | 0.5856 | 0.34484 | 0.20194 | 0.6364 | 10.3444 | 6.5832 | 0.5783 | 49.0152 | 28.3455 | 0.426 | 142.514 | 60.711 | 0.5729 | 147.8032 | 84.6765 | 0.5324 | 186.4521 | 99.2671 | 0.5258 | 199.9013 | 105.1081 | 0.548 | 22.3808 | 12.2647 | 0.5244 | 196.964 | 103.2879 | 0.5893 | 171.769 | 101.2235
|  | 8 | 0.5532 | 0 | 0 | 0.6326 | 7.5272 | 4.7617 | 0.5692 | 90.5154 | 51.5214 | 0.4239 | 151.8419 | 64.3658 | 0.5832 | 129.6097 | 75.5884 | 0.5261 | 171.2864 | 90.1138 | 0.543 | 199.4303 | 108.2907 | 0.5502 | 2.2979 | 1.2643 | 0.5199 | 190.4635 | 99.022 | 0.6035 | 161.7573 | 97.6205
|  | 9 | 0.533 | 0.21246 | 0.11324 | 0.622 | 0.92857 | 0.57757 | 0.5419 | 116.7202 | 63.2507 | 0.3779 | 146.5583 | 55.3844 | 0.5717 | 129.6225 | 74.1052 | 0.517 | 169.8604 | 87.8178 | 0.5584 | 198.0952 | 110.6164 | 0.5447 | 0.30392 | 0.16554 | 0.5461 | 189.6512 | 103.5685 | 0.6126 | 157.5967 | 96.5437
|  | 10 | 0.52 | 3.0382 | 1.5799 | 0.5972 | 0.002941 | 0.0017564 | 0.5159 | 84.3532 | 43.5178 | 0.3485 | 149.3106 | 52.0348 | 0.5921 | 156.7022 | 92.7834 | 0.5089 | 133.4756 | 67.9257 | 0.5479 | 190.2102 | 104.2161 | 0.5393 | 0 | 0 | 0.5656 | 178.3341 | 100.8658 | 0.6007 | 149.8235 | 89.999
|  | 11 | 0.5058 | 4.6349 | 2.3443 | 0.5665 | 1.9706 | 1.1163 | 0.4963 | 79.4072 | 39.4098 | 0.3317 | 162.414 | 53.8727 | 0.6009 | 196.009 | 117.7818 | 0.508 | 108.1474 | 54.9389 | 0.5467 | 181.6017 | 99.2816 | 0.5366 | 0 | 0 | 0.575 | 137.8806 | 79.2813 | 0.5922 | 125.1911 | 74.1382
|  | 12 | 0.5029 | 15.2565 | 7.6725 | 0.5551 | 8.8423 | 4.9084 | 0.4836 | 75.219 | 36.3759 | 0.3213 | 160.3759 | 51.5288 | 0.6031 | 173.0355 | 104.3577 | 0.5132 | 101.2909 | 51.9825 | 0.548 | 174.0409 | 95.3744 | 0.5333 | 0 | 0 | 0.5746 | 89.9995 | 51.7137 | 0.5903 | 109.24 | 64.4844
|  | 13 | 0.5276 | 11.4662 | 6.0496 | 0.558 | 5.7894 | 3.2305 | 0.4989 | 42.2925 | 21.0997 | 0.322 | 158.9448 | 51.1802 | 0.5976 | 175.2951 | 104.7564 | 0.5062 | 91.9972 | 46.569 | 0.5471 | 150.0035 | 82.0669 | 0.5338 | 0 | 0 | 0.5754 | 56.4239 | 32.4663 | 0.5923 | 93.9567 | 55.6505
|  | 14 | 0.5277 | 4.2724 | 2.2545 | 0.5576 | 7.6657 | 4.2744 | 0.4847 | 26.6245 | 12.9049 | 0.3278 | 134.7381 | 44.1672 | 0.6006 | 165.7214 | 99.5322 | 0.5114 | 75.7264 | 38.7265 | 0.5498 | 129.9175 | 71.4286 | 0.535 | 0.007173 | 0.0038376 | 0.5675 | 51.6347 | 29.3027 | 0.5918 | 101.531 | 60.0861
|  | 15 | 0.518 | 13.2597 | 6.8685 | 0.5587 | 10.2438 | 5.7232 | 0.4713 | 19.0579 | 8.982 | 0.3388 | 126.4085 | 42.8272 | 0.6061 | 158.2471 | 95.9136 | 0.5211 | 50.65 | 26.3937 | 0.5511 | 114.9873 | 63.3695 | 0.5396 | 56.8624 | 30.6829 | 0.5588 | 57.677 | 32.2299 | 0.5918 | 98.0657 | 58.0353
|  | 16 | 0.5058 | 11.3624 | 5.7471 | 0.5428 | 13.8622 | 7.5244 | 0.4743 | 39.1198 | 18.5545 | 0.3441 | 120.1671 | 41.3495 | 0.607 | 114.1225 | 69.2724 | 0.524 | 37.5727 | 19.6881 | 0.5514 | 111.0368 | 61.2257 | 0.5495 | 11.9407 | 6.5614 | 0.5622 | 51.691 | 29.0607 | 0.5922 | 89.5327 | 53.0213
|  | 17 | 0.5128 | 17.0916 | 8.7646 | 0.5364 | 9.6246 | 5.1627 | 0.4817 | 60.8262 | 29.3 | 0.3411 | 98.62 | 33.6393 | 0.6066 | 116.8208 | 70.8635 | 0.5255 | 36.5954 | 19.2309 | 0.5496 | 98.7287 | 54.2613 | 0.5543 | 2.5328 | 1.404 | 0.5694 | 42.9978 | 24.483 | 0.5924 | 84.4119 | 50.0056
|  | 18 | 0.5492 | 20.0366 | 11.0041 | 0.5103 | 0.77922 | 0.39764 | 0.4907 | 87.2993 | 42.8378 | 0.3298 | 111.9351 | 36.9162 | 0.595 | 102.5851 | 61.0382 | 0.5181 | 44.1772 | 22.8882 | 0.5479 | 75.5535 | 41.3958 | 0.5487 | 0.23753 | 0.13033 | 0.5749 | 44.0781 | 25.3405 | 0.5955 | 76.7546 | 45.7074
|  | 19 | 0.5384 | 6.1675 | 3.3206 | 0.452 | 1.3e-05 | 5.876e-06 | 0.4716 | 107.3381 | 50.6206 | 0.2959 | 103.3095 | 30.5693 | 0.5227 | 85.9621 | 44.9324 | 0.5285 | 68.7247 | 36.321 | 0.5491 | 75.0191 | 41.193 | 0.5335 | 3.3789 | 1.8027 | 0.5729 | 49.3218 | 28.2565 | 0.5925 | 56.7931 | 33.6499
|  | 20 | 0.5297 | 1.203 | 0.63721 | 0.4649 | 0 | 0 | 0.482 | 102.6783 | 49.4909 | 0.3194 | 118.2203 | 37.7596 | 0.5488 | 55.2327 | 30.3117 | 0.5232 | 93.5189 | 48.9291 | 0.5479 | 128.4564 | 70.3813 | 0.5314 | 25.9604 | 13.7954 | 0.5773 | 49.1713 | 28.3866 | 0.5922 | 108.0224 | 63.9709
|  | 21 | 0.5346 | 3.1329 | 1.6748 | 0.486 | 0 | 0 | 0.4847 | 70.0629 | 33.9595 | 0.3487 | 138.3566 | 48.245 | 0.593 | 68.3553 | 40.5347 | 0.5125 | 123.4896 | 63.2884 | 0.5455 | 163.2715 | 89.0646 | 0.535 | 19.7419 | 10.5619 | 0.5747 | 62.892 | 36.144 | 0.5925 | 141.3989 | 83.7789
|  | 22 | 0.5331 | 9.0545 | 4.8269 | 0.4761 | 5.4641 | 2.6015 | 0.4894 | 68.4342 | 33.4917 | 0.3636 | 181.04 | 65.8261 | 0.5984 | 119.673 | 71.6123 | 0.5066 | 164.386 | 83.2779 | 0.5455 | 146.4102 | 79.8668 | 0.5397 | 26.0444 | 14.0562 | 0.5736 | 117.7348 | 67.5327 | 0.5919 | 144.644 | 85.6148
|  | 23 | 0.5526 | 10.8287 | 5.9839 | 0.4796 | 65.0435 | 31.1949 | 0.5254 | 101.9838 | 53.5823 | 0.3976 | 196.0905 | 77.9656 | 0.6074 | 135.9083 | 82.5507 | 0.5112 | 197.4143 | 100.9182 | 0.5459 | 181.055 | 98.8379 | 0.5434 | 17.5527 | 9.5381 | 0.5683 | 128.0081 | 72.747 | 0.5916 | 171.777 | 101.6233
| 21 | 24 | 0.5929 | 21.4298 | 12.7057 | 0.4919 | 39.4053 | 19.3835 | 0.5821 | 120.3441 | 70.0523 | 0.4267 | 197.4891 | 84.2686 | 0.5788 | 131.6628 | 76.2064 | 0.5209 | 158.4518 | 82.5375 | 0.5564 | 176.6354 | 98.28 | 0.5505 | 10.2959 | 5.6679 | 0.5511 | 170.5402 | 93.9847 | 0.6051 | 191.0834 | 115.6246
|  | 1 | 0.5944 | 26.7304 | 15.8886 | 0.5083 | 63.8724 | 32.4663 | 0.645 | 172.1906 | 111.063 | 0.4509 | 193.4449 | 87.2243 | 0.5801 | 121.4896 | 70.4761 | 0.5308 | 139.6291 | 74.1151 | 0.5496 | 191.4162 | 105.2024 | 0.5458 | 4.0333 | 2.2014 | 0.5351 | 197.8985 | 105.8955 | 0.6155 | 189.7489 | 116.7904
|  | 2 | 0.5921 | 52.7986 | 31.262 | 0.528 | 104.9769 | 55.4278 | 0.6571 | 200.0912 | 131.4799 | 0.4551 | 194.4543 | 88.4962 | 0.5951 | 168.2548 | 100.1284 | 0.5331 | 114.4397 | 61.0078 | 0.528 | 197.5266 | 104.294 | 0.5428 | 8.9777 | 4.8731 | 0.5227 | 197.3491 | 103.1544 | 0.6269 | 182.8614 | 114.6358
|  | 3 | 0.5909 | 53.9784 | 31.8959 | 0.5523 | 158.5471 | 87.5656 | 0.6614 | 199.9923 | 132.2749 | 0.4719 | 196.8944 | 92.9145 | 0.5668 | 179.4214 | 101.6961 | 0.5378 | 76.7397 | 41.2706 | 0.5123 | 192.5227 | 98.6294 | 0.5401 | 21.4914 | 11.6075 | 0.5259 | 199.1796 | 104.7486 | 0.6369 | 194.2243 | 123.7015
|  | 4 | 0.5902 | 48.5512 | 28.6549 | 0.5806 | 134.7161 | 78.2162 | 0.6621 | 193.5711 | 128.1635 | 0.4849 | 196.2111 | 95.1428 | 0.5427 | 166.9118 | 90.583 | 0.5387 | 76.7349 | 41.3371 | 0.5115 | 195.8242 | 100.1641 | 0.5409 | 20.8971 | 11.3033 | 0.5264 | 200.1186 | 105.3424 | 0.6439 | 201.6407 | 129.8364
|  | 5 | 0.5894 | 47.7624 | 28.1512 | 0.6008 | 146.5087 | 88.0224 | 0.6594 | 195.3386 | 128.8062 | 0.5029 | 198.8835 | 100.0185 | 0.5384 | 175.7059 | 94.6 | 0.5397 | 76.732 | 41.4122 | 0.5122 | 198.6939 | 101.771 | 0.5445 | 8.0208 | 4.3673 | 0.5268 | 199.5387 | 105.117 | 0.6464 | 202.0378 | 130.5972
|  | 6 | 0.5884 | 65.9923 | 38.8299 | 0.6054 | 124.0981 | 75.129 | 0.6563 | 199.3756 | 130.8502 | 0.5055 | 199.2121 | 100.7017 | 0.5393 | 181.0833 | 97.6582 | 0.5354 | 76.7307 | 41.0816 | 0.5123 | 187.2008 | 95.903 | 0.5523 | 0.003311 | 0.0018287 | 0.5264 | 148.5914 | 78.2185 | 0.6487 | 201.8789 | 130.9588
|  | 7 | 0.574 | 68.5646 | 39.3561 | 0.6176 | 91.5006 | 56.5107 | 0.6265 | 195.9711 | 122.7759 | 0.511 | 198.9143 | 101.6452 | 0.5454 | 164.1325 | 89.5179 | 0.5284 | 76.7337 | 40.5461 | 0.5147 | 173.8726 | 89.4922 | 0.554 | 2.2595 | 1.2518 | 0.522 | 148.5966 | 77.5674 | 0.6535 | 199.8288 | 130.5881
|  | 8 | 0.5421 | 43.0938 | 23.3612 | 0.6171 | 99.5803 | 61.451 | 0.5842 | 194.7604 | 113.779 | 0.4855 | 199.2506 | 96.7361 | 0.5514 | 181.8652 | 100.2805 | 0.5242 | 149.8829 | 78.5686 | 0.5122 | 174.8935 | 89.5805 | 0.5439 | 2.1159 | 1.1509 | 0.5363 | 148.599 | 79.6936 | 0.6559 | 159.7519 | 104.7813
|  | 9 | 0.5268 | 22.3624 | 11.7805 | 0.6026 | 41.0944 | 24.7635 | 0.5488 | 158.2675 | 86.8572 | 0.4413 | 199.5023 | 88.0404 | 0.5437 | 176.5704 | 96.0013 | 0.517 | 190.3236 | 98.3973 | 0.5283 | 156.1304 | 82.4837 | 0.5293 | 0.016877 | 0.008933 | 0.5653 | 167.1082 | 94.4663 | 0.6462 | 198.2822 | 128.13
|  | 10 | 0.5374 | 12.2557 | 6.5862 | 0.5822 | 44.5302 | 25.9255 | 0.5348 | 154.8023 | 82.7883 | 0.4175 | 197.776 | 82.5715 | 0.5364 | 181.3394 | 97.2704 | 0.5125 | 187.3124 | 95.9976 | 0.5459 | 96.8282 | 52.8585 | 0.5334 | 0 | 0 | 0.5633 | 148.429 | 83.6101 | 0.6397 | 196.5877 | 125.7572
|  | 11 | 0.5299 | 3.8179 | 2.0231 | 0.5572 | 34.9744 | 19.4878 | 0.5104 | 117.6935 | 60.0708 | 0.4015 | 197.8554 | 79.439 | 0.558 | 119.6381 | 66.758 | 0.5133 | 158.7449 | 81.4838 | 0.5567 | 77.6802 | 43.2446 | 0.5431 | 0.002825 | 0.0015343 | 0.5564 | 89.3089 | 49.6915 | 0.6286 | 178.5895 | 112.2613
|  | 12 | 0.5252 | 9.3602 | 4.916 | 0.5414 | 49.4146 | 26.7531 | 0.4973 | 72.7637 | 36.1854 | 0.4016 | 196.5491 | 78.9341 | 0.5837 | 83.3353 | 48.6428 | 0.5119 | 99.8659 | 51.1214 | 0.5602 | 61.1893 | 34.2782 | 0.5451 | 2.0691 | 1.1279 | 0.555 | 46.9669 | 26.0666 | 0.6176 | 143.402 | 88.565
|  | 13 | 0.5407 | 16.1174 | 8.7147 | 0.5392 | 45.9132 | 24.7564 | 0.5239 | 47.0239 | 24.6358 | 0.4065 | 187.8326 | 76.354 | 0.5857 | 89.6763 | 52.5234 | 0.5067 | 59.8323 | 30.317 | 0.553 | 59.4917 | 32.8989 | 0.5237 | 8.4972 | 4.45 | 0.5575 | 21.0632 | 11.7427 | 0.6174 | 117.3977 | 72.4813
|  | 14 | 0.5179 | 17.654 | 9.143 | 0.5424 | 48.5613 | 26.3397 | 0.5003 | 19.2592 | 9.6354 | 0.3887 | 185.469 | 72.0918 | 0.5772 | 63.7768 | 36.812 | 0.5111 | 44.3209 | 22.6524 | 0.5519 | 61.2479 | 33.8027 | 0.5283 | 7.3217 | 3.868 | 0.5557 | 11.291 | 6.2744 | 0.6173 | 100.5282 | 62.0561
|  | 15 | 0.5012 | 20.7355 | 10.3926 | 0.548 | 32.3031 | 17.7021 | 0.4692 | 19.4766 | 9.1384 | 0.3804 | 175.0727 | 66.5976 | 0.5753 | 99.0178 | 56.9649 | 0.5223 | 36.9288 | 19.2879 | 0.5522 | 51.9691 | 28.6973 | 0.5331 | 0.23301 | 0.12422 | 0.5572 | 13.3153 | 7.4193 | 0.6168 | 86.8107 | 53.5448
|  | 16 | 0.5151 | 21.3077 | 10.9756 | 0.542 | 94.5776 | 51.261 | 0.4624 | 20.7172 | 9.5796 | 0.381 | 166.2445 | 63.3391 | 0.584 | 101.677 | 59.3794 | 0.5244 | 44.1472 | 23.1508 | 0.5508 | 50.605 | 27.8732 | 0.533 | 0.027952 | 0.014898 | 0.5568 | 19.8757 | 11.0668 | 0.6165 | 79.865 | 49.2367
|  | 17 | 0.5296 | 30.9959 | 16.4154 | 0.5121 | 74.5387 | 38.1712 | 0.4647 | 28.0762 | 13.047 | 0.3797 | 151.4782 | 57.5163 | 0.6085 | 68.8124 | 41.8723 | 0.5269 | 36.254 | 19.1023 | 0.5529 | 49.433 | 27.3315 | 0.5302 | 3.4712 | 1.8405 | 0.5551 | 21.4589 | 11.9118 | 0.6169 | 88.9346 | 54.8638
|  | 18 | 0.5865 | 13.0565 | 7.6576 | 0.4724 | 51.2044 | 24.189 | 0.4822 | 41.8563 | 20.1831 | 0.3712 | 152.8683 | 56.7447 | 0.6288 | 58.4924 | 36.78 | 0.5161 | 30.9191 | 15.9573 | 0.5651 | 50.5377 | 28.5589 | 0.5377 | 8.9955 | 4.8369 | 0.5604 | 24.2214 | 13.5737 | 0.6164 | 97.2016 | 59.9151
|  | 19 | 0.5812 | 9.5553 | 5.5535 | 0.4172 | 41.3784 | 17.2631 | 0.4582 | 39.6521 | 18.1686 | 0.3464 | 166.2233 | 57.5797 | 0.5975 | 48.3609 | 28.8956 | 0.5282 | 58.4103 | 30.8523 | 0.5478 | 95.9485 | 52.5606 | 0.5322 | 6.7308 | 3.5821 | 0.5656 | 40.1305 | 22.6978 | 0.6149 | 114.4995 | 70.4058
|  | 20 | 0.5663 | 4.6412 | 2.6283 | 0.4199 | 70.8112 | 29.7336 | 0.474 | 36.5685 | 17.3335 | 0.3685 | 193.7038 | 71.3798 | 0.6101 | 63.8222 | 38.9379 | 0.5229 | 106.3043 | 55.5865 | 0.5493 | 120.3353 | 66.1002 | 0.5342 | 5.8916 | 3.1473 | 0.5579 | 81.2472 | 45.3278 | 0.647 | 154.935 | 100.243
|  | 21 | 0.5707 | 13.3447 | 7.6158 | 0.4205 | 61.5698 | 25.8901 | 0.4908 | 82.0798 | 40.2848 | 0.3951 | 198 | 78.2298 | 0.6157 | 95.9778 | 59.0935 | 0.5121 | 143.1674 | 73.316 | 0.5605 | 123.3906 | 69.1604 | 0.5309 | 21.7232 | 11.5328 | 0.5645 | 102.512 | 57.868 | 0.6382 | 173.2392 | 110.5613
|  | 22 | 0.5738 | 6.4966 | 3.7278 | 0.4255 | 67.3412 | 28.6537 | 0.4921 | 82.0362 | 40.37 | 0.4057 | 198.7989 | 80.6527 | 0.6242 | 111.2987 | 69.4726 | 0.5071 | 182.5177 | 92.5547 | 0.5609 | 120.8571 | 67.7888 | 0.5314 | 8.7131 | 4.6301 | 0.5673 | 155.8681 | 88.424 | 0.6189 | 194.8095 | 120.5676
|  | 23 | 0.5994 | 0.001113 | 0.00066713 | 0.4466 | 67.9125 | 30.3297 | 0.5207 | 100.5044 | 52.3326 | 0.4288 | 198.6598 | 85.1853 | 0.6045 | 116.9863 | 70.7182 | 0.5087 | 198.4558 | 100.9545 | 0.543 | 128.5982 | 69.8288 | 0.5361 | 4.2798 | 2.2944 | 0.5742 | 154.8098 | 88.8918 | 0.615 | 200.9814 | 123.6036
| 22 | 24 | 0.6044 | 0.52012 | 0.31436 | 0.477 | 86.0001 | 41.022 | 0.5744 | 135.1883 | 77.6522 | 0.4728 | 198.3052 | 93.7587 | 0.5885 | 181.0569 | 106.552 | 0.5202 | 199.8613 | 103.9679 | 0.5187 | 185.1943 | 96.0603 | 0.5489 | 2.8862 | 1.5843 | 0.5698 | 148.3353 | 84.5215 | 0.6153 | 202.1269 | 124.3687
|  | 1 | 0.5984 | 15.4247 | 9.2302 | 0.5115 | 121.2276 | 62.0079 | 0.6197 | 197.8873 | 122.6308 | 0.5219 | 198.7827 | 103.7447 | 0.5641 | 183.5078 | 103.5168 | 0.5324 | 200.006 | 106.4832 | 0.5207 | 178.4338 | 92.9105 | 0.5583 | 4.5857 | 2.5602 | 0.5553 | 172.7087 | 95.9052 | 0.6217 | 198.8523 | 123.6265
|  | 2 | 0.5996 | 32.7246 | 19.6217 | 0.5501 | 165.9358 | 91.2813 | 0.6481 | 199.4777 | 129.2815 | 0.5333 | 198.7587 | 105.998 | 0.5387 | 184.3021 | 99.2835 | 0.5398 | 141.1214 | 76.1773 | 0.5268 | 193.4629 | 101.9163 | 0.5648 | 4.0472 | 2.2858 | 0.5347 | 190.892 | 102.07 | 0.6365 | 197.909 | 125.9691
|  | 3 | 0.5994 | 29.5471 | 17.7106 | 0.5713 | 167.7621 | 95.8425 | 0.645 | 198.2728 | 127.886 | 0.5389 | 198.4416 | 106.9402 | 0.5409 | 184.0177 | 99.5352 | 0.5454 | 133.6443 | 72.8896 | 0.5316 | 186.7085 | 99.2543 | 0.5598 | 26.4534 | 14.8086 | 0.5222 | 178.4655 | 93.1947 | 0.6467 | 202.3801 | 130.8792
|  | 4 | 0.6023 | 49.0898 | 29.5668 | 0.5867 | 166.7905 | 97.856 | 0.6448 | 197.2574 | 127.1916 | 0.5414 | 198.0723 | 107.2364 | 0.5412 | 195.6779 | 105.9009 | 0.5468 | 133.6408 | 73.0748 | 0.5313 | 183.6959 | 97.5976 | 0.5547 | 3.9804 | 2.2079 | 0.525 | 181.1762 | 95.1175 | 0.6478 | 202.0464 | 130.8857
|  | 5 | 0.6 | 11.9238 | 7.1543 | 0.5839 | 156.1422 | 91.1714 | 0.6356 | 194.9827 | 123.931 | 0.5417 | 198.4865 | 107.5201 | 0.5388 | 196.8043 | 106.0382 | 0.5465 | 133.6405 | 73.0345 | 0.526 | 192.8711 | 101.4502 | 0.5564 | 5.525 | 3.0741 | 0.5254 | 193.8397 | 101.8434 | 0.6483 | 196.1884 | 127.189
|  | 6 | 0.5947 | 1.9232 | 1.1438 | 0.5596 | 178.2364 | 99.7411 | 0.613 | 198.8434 | 121.891 | 0.5404 | 197.0105 | 106.4645 | 0.559 | 180.8347 | 101.0866 | 0.5411 | 87.2234 | 47.1966 | 0.5362 | 154.4553 | 82.8189 | 0.5613 | 0.60124 | 0.33748 | 0.5271 | 190.0964 | 100.1998 | 0.64 | 187.2912 | 119.8664
|  | 7 | 0.5947 | 0.93433 | 0.55564 | 0.5247 | 184.317 | 96.7111 | 0.5504 | 196.152 | 107.962 | 0.5397 | 193.8525 | 104.6222 | 0.5835 | 151.7189 | 88.528 | 0.5381 | 156.481 | 84.2024 | 0.535 | 152.5431 | 81.6106 | 0.5612 | 6.7584 | 3.7928 | 0.5277 | 160.6797 | 84.7907 | 0.6383 | 159.555 | 101.844
|  | 8 | 0.5867 | 0 | 0 | 0.4787 | 179.429 | 85.8927 | 0.5135 | 189.8659 | 97.4961 | 0.538 | 197.1087 | 106.0445 | 0.5839 | 172.5846 | 100.7721 | 0.5268 | 194.2682 | 102.3405 | 0.5337 | 150.1224 | 80.1203 | 0.5484 | 5.1619 | 2.8308 | 0.5567 | 152.5148 | 84.905 | 0.6387 | 152.921 | 97.6706
|  | 9 | 0.5814 | 0 | 0 | 0.4296 | 188.8723 | 81.1395 | 0.4774 | 191.629 | 91.4837 | 0.531 | 139.3823 | 74.012 | 0.5855 | 194.2589 | 113.7386 | 0.5124 | 196.519 | 100.6963 | 0.5454 | 133.2537 | 72.6766 | 0.5359 | 0.63788 | 0.34184 | 0.5855 | 75.2561 | 44.0624 | 0.6365 | 139.6077 | 88.8603
|  | 10 | 0.5689 | 0 | 0 | 0.4051 | 168.1364 | 68.112 | 0.457 | 178.4919 | 81.5708 | 0.5298 | 69.3122 | 36.7216 | 0.5956 | 188.7813 | 112.4381 | 0.5092 | 197.6756 | 100.6564 | 0.5409 | 90.561 | 48.9845 | 0.5351 | 0.17817 | 0.095337 | 0.5699 | 42.9538 | 24.4794 | 0.6424 | 152.2849 | 97.8279
|  | 11 | 0.5648 | 2.0089 | 1.1346 | 0.3907 | 124.6284 | 48.6923 | 0.4354 | 145.8806 | 63.5164 | 0.5274 | 63.7017 | 33.5963 | 0.5771 | 170.9405 | 98.6498 | 0.5076 | 197.3777 | 100.1889 | 0.5364 | 52.4531 | 28.1358 | 0.546 | 2.0622 | 1.1259 | 0.5641 | 31.8065 | 17.942 | 0.6427 | 152.7194 | 98.1528
|  | 12 | 0.5716 | 9.1126 | 5.2088 | 0.3967 | 89.3823 | 35.458 | 0.4248 | 132.2477 | 56.1788 | 0.5083 | 63.7017 | 32.3795 | 0.5954 | 184.452 | 109.8227 | 0.506 | 193.9692 | 98.1484 | 0.542 | 29.221 | 15.8378 | 0.5487 | 2.1046 | 1.1548 | 0.5674 | 25.8391 | 14.6611 | 0.642 | 142.7775 | 91.6632
|  | 13 | 0.5925 | 7.4089 | 4.3898 | 0.418 | 56.5331 | 23.6308 | 0.447 | 90.2778 | 40.3542 | 0.4889 | 24.0008 | 11.734 | 0.6083 | 154.9926 | 94.282 | 0.51 | 160.4109 | 81.8095 | 0.5443 | 13.3231 | 7.2517 | 0.5368 | 0.49856 | 0.26763 | 0.5716 | 20.8873 | 11.9392 | 0.6423 | 107.7284 | 69.194
|  | 14 | 0.5837 | 7.1236 | 4.158 | 0.4057 | 56.8893 | 23.08 | 0.435 | 62.0488 | 26.9912 | 0.4418 | 0 | 0 | 0.609 | 101.8277 | 62.013 | 0.5045 | 126.2311 | 63.6836 | 0.5467 | 18.2541 | 9.9795 | 0.5434 | 0.038182 | 0.020748 | 0.5715 | 19.7927 | 11.3115 | 0.6422 | 73.1246 | 46.9606
|  | 15 | 0.561 | 5.0269 | 2.8201 | 0.3956 | 66.2605 | 26.2127 | 0.4124 | 49.7722 | 20.526 | 0.4388 | 0 | 0 | 0.6014 | 98.4914 | 59.2327 | 0.5073 | 106.5622 | 54.059 | 0.5481 | 21.2961 | 11.6724 | 0.5515 | 0.20316 | 0.11204 | 0.5717 | 19.6403 | 11.2283 | 0.6398 | 48.6356 | 31.1171
|  | 16 | 0.5488 | 3.4212 | 1.8775 | 0.3938 | 68.2156 | 26.8633 | 0.4081 | 48.5716 | 19.8221 | 0.4327 | 0 | 0 | 0.6046 | 70.794 | 42.8021 | 0.5084 | 91.4189 | 46.4774 | 0.5515 | 22.8872 | 12.6223 | 0.5501 | 0.028459 | 0.015655 | 0.5704 | 22.2401 | 12.6857 | 0.6398 | 44.5742 | 28.5186
|  | 17 | 0.5203 | 9.681 | 5.037 | 0.4026 | 42.7258 | 17.2014 | 0.4184 | 38.2408 | 15.9999 | 0.4147 | 25.0679 | 10.3956 | 0.6098 | 51.9411 | 31.6737 | 0.5088 | 88.7775 | 45.17 | 0.5489 | 33.6964 | 18.4959 | 0.5446 | 2.7171 | 1.4797 | 0.573 | 27.3907 | 15.6949 | 0.6382 | 45.7465 | 29.1954
|  | 18 | 0.5315 | 14.3456 | 7.6247 | 0.4153 | 40.4884 | 16.8148 | 0.4087 | 35.9302 | 14.6847 | 0.3717 | 74.4623 | 27.6776 | 0.6143 | 57.8161 | 35.5164 | 0.5041 | 79.2947 | 39.9725 | 0.5442 | 31.4586 | 17.1198 | 0.5352 | 5.2361 | 2.8024 | 0.5973 | 31.439 | 18.7785 | 0.6297 | 47.6082 | 29.9789
|  | 19 | 0.5336 | 19.375 | 10.3385 | 0.4037 | 90.719 | 36.6233 | 0.3957 | 53.7555 | 21.271 | 0.3261 | 94.9731 | 30.9707 | 0.6161 | 84.1887 | 51.8686 | 0.5231 | 88.5131 | 46.3012 | 0.5771 | 40.9486 | 23.6314 | 0.5371 | 12.6894 | 6.8155 | 0.5973 | 55.2665 | 33.0107 | 0.6123 | 58.565 | 35.8593
|  | 20 | 0.5352 | 14.3798 | 7.6961 | 0.414 | 126.5222 | 52.3802 | 0.4131 | 65.7021 | 27.1416 | 0.3485 | 109.885 | 38.2949 | 0.6108 | 106.9473 | 65.3234 | 0.5149 | 145.6071 | 74.9731 | 0.5783 | 78.3298 | 45.2981 | 0.5441 | 73.7886 | 40.1484 | 0.595 | 80.6969 | 48.0147 | 0.6101 | 104.5916 | 63.8113
|  | 21 | 0.5497 | 3.3891 | 1.863 | 0.4223 | 116.9259 | 49.3778 | 0.4245 | 104.7351 | 44.46 | 0.3733 | 149.3889 | 55.7669 | 0.6084 | 95.4176 | 58.0521 | 0.5039 | 163.645 | 82.4607 | 0.5675 | 103.7185 | 58.8603 | 0.5377 | 37.6197 | 20.2281 | 0.5968 | 128.0585 | 76.4253 | 0.6088 | 137.4297 | 83.6672
|  | 22 | 0.5534 | 11.532 | 6.3818 | 0.4223 | 109.5812 | 46.2761 | 0.4295 | 140.9427 | 60.5349 | 0.3955 | 152.7938 | 60.4299 | 0.6086 | 112.1132 | 68.2321 | 0.5047 | 182.3015 | 92.0076 | 0.5588 | 132.9733 | 74.3055 | 0.5379 | 33.1346 | 17.8231 | 0.5961 | 112.0178 | 66.7738 | 0.6085 | 146.5 | 89.1452
|  | 23 | 0.5758 | 10.7689 | 6.2007 | 0.4399 | 114.5675 | 50.3982 | 0.4493 | 119.4812 | 53.6829 | 0.4383 | 163.775 | 71.7826 | 0.5978 | 137.0613 | 81.9352 | 0.5127 | 186.1614 | 95.445 | 0.545 | 174.8096 | 95.2712 | 0.5322 | 5.166 | 2.7493 | 0.5923 | 113.9727 | 67.506 | 0.609 | 132.8215 | 80.8883
| 23 | 24 | 0.5805 | 1.6836 | 0.97735 | 0.4745 | 86.3264 | 40.9619 | 0.4911 | 154.6299 | 75.9387 | 0.4809 | 160.6394 | 77.2515 | 0.5684 | 169.427 | 96.3023 | 0.5233 | 199.1558 | 104.2182 | 0.5533 | 185.7452 | 102.7728 | 0.5442 | 48.3161 | 26.2936 | 0.5866 | 67.3229 | 39.4916 | 0.6135 | 157.6864 | 96.7406
|  | 1 | 0.5902 | 2.6028 | 1.5362 | 0.5091 | 113.9409 | 58.0073 | 0.5491 | 161.4418 | 88.6477 | 0.5323 | 162.5149 | 86.5067 | 0.5594 | 138.9741 | 77.7421 | 0.5323 | 199.9018 | 106.4077 | 0.5623 | 188.061 | 105.7467 | 0.5552 | 1.7547 | 0.97421 | 0.5957 | 90.4377 | 53.8737 | 0.6308 | 190.1923 | 119.9733
|  | 2 | 0.5929 | 2.0111 | 1.1924 | 0.5333 | 185.8233 | 99.0996 | 0.5817 | 176.9639 | 102.9399 | 0.538 | 160.2447 | 86.2116 | 0.5364 | 146.6491 | 78.6626 | 0.538 | 198.9334 | 107.0262 | 0.5499 | 193.5609 | 106.4391 | 0.5636 | 2.6497 | 1.4933 | 0.5917 | 154.6678 | 91.517 | 0.6371 | 197.513 | 125.8355
|  | 3 | 0.5997 | 0.052801 | 0.031665 | 0.5545 | 152.1114 | 84.3457 | 0.6012 | 186.8277 | 112.3208 | 0.5422 | 165.5915 | 89.7837 | 0.5216 | 172.3817 | 89.9143 | 0.5429 | 198.5789 | 107.8085 | 0.5502 | 195.4932 | 107.5603 | 0.5627 | 1.4861 | 0.83624 | 0.5824 | 145.9594 | 85.0067 | 0.6304 | 195.4494 | 123.2113
|  | 4 | 0.5991 | 0.13941 | 0.083524 | 0.5703 | 162.8305 | 92.8622 | 0.6079 | 194.1438 | 118.02 | 0.5399 | 161.0463 | 86.9489 | 0.5135 | 185.4055 | 95.2057 | 0.5444 | 200.5212 | 109.1638 | 0.551 | 197.4718 | 108.8069 | 0.5583 | 9.8993 | 5.5268 | 0.5826 | 141.9845 | 82.7202 | 0.6198 | 194.3882 | 120.4818
|  | 5 | 0.5944 | 2.7555 | 1.6379 | 0.57 | 172.784 | 98.4869 | 0.6076 | 191.3095 | 116.2397 | 0.542 | 161.3345 | 87.4433 | 0.5131 | 195.0338 | 100.0718 | 0.544 | 199.9965 | 108.7981 | 0.5559 | 198.2814 | 110.2247 | 0.5601 | 26.4087 | 14.7915 | 0.5681 | 145.026 | 82.3892 | 0.62 | 200.021 | 124.013
|  | 6 | 0.596 | 0.49231 | 0.29342 | 0.5542 | 144.9607 | 80.3372 | 0.5843 | 196.6837 | 114.9223 | 0.546 | 119.6404 | 65.3237 | 0.5286 | 197.0332 | 104.1518 | 0.5389 | 199.5223 | 107.5226 | 0.5689 | 198.5231 | 112.9398 | 0.5598 | 16.8619 | 9.4393 | 0.5563 | 106.0432 | 58.9918 | 0.6148 | 200.3483 | 123.1742
|  | 7 | 0.6061 | 0.25029 | 0.1517 | 0.5272 | 84.9398 | 44.7803 | 0.5513 | 194.4236 | 107.1858 | 0.5439 | 119.635 | 65.0695 | 0.5492 | 197.6549 | 108.5521 | 0.5343 | 199.8098 | 106.7584 | 0.5617 | 198.0991 | 111.2722 | 0.5626 | 12.6646 | 7.1251 | 0.5554 | 62.0681 | 34.4726 | 0.6189 | 200.4581 | 124.0635
|  | 8 | 0.6056 | 2.5342 | 1.5347 | 0.4931 | 47.7189 | 23.5302 | 0.513 | 178.6008 | 91.6222 | 0.5474 | 104.5953 | 57.2555 | 0.5637 | 198.1342 | 111.6883 | 0.5292 | 200.0256 | 105.8535 | 0.5512 | 198.2677 | 109.2851 | 0.5501 | 14.6137 | 8.039 | 0.5681 | 43.0627 | 24.4639 | 0.6346 | 194.701 | 123.5573
|  | 9 | 0.5934 | 8.9145 | 5.2898 | 0.4525 | 55.0733 | 24.9207 | 0.4788 | 118.6754 | 56.8218 | 0.5403 | 99.6591 | 53.8458 | 0.5776 | 198.1588 | 114.4565 | 0.5211 | 199.0375 | 103.7185 | 0.5646 | 197.592 | 111.5604 | 0.536 | 15.5497 | 8.3346 | 0.5824 | 26.3479 | 15.345 | 0.6243 | 180.0293 | 112.3923
|  | 10 | 0.5917 | 2.0289 | 1.2005 | 0.4139 | 42.2695 | 17.4953 | 0.4603 | 72.1964 | 33.232 | 0.5399 | 99.6402 | 53.7957 | 0.5809 | 197.9367 | 114.9815 | 0.5158 | 190.9901 | 98.5127 | 0.583 | 190.0558 | 110.8025 | 0.5372 | 13.0651 | 7.0186 | 0.5998 | 5.8963 | 3.5366 | 0.6065 | 147.7819 | 89.6297
|  | 11 | 0.5879 | 0 | 0 | 0.378 | 46.4512 | 17.5585 | 0.4441 | 58.5759 | 26.0135 | 0.5352 | 99.6629 | 53.3396 | 0.5907 | 196.6389 | 116.1546 | 0.5098 | 179.8544 | 91.6898 | 0.5897 | 174.4933 | 102.8987 | 0.5448 | 8.3289 | 4.5376 | 0.6034 | 3.9727 | 2.3971 | 0.6057 | 111.1751 | 67.3387
|  | 12 | 0.5883 | 0 | 0 | 0.3778 | 42.2688 | 15.9691 | 0.4441 | 35.7615 | 15.8817 | 0.5367 | 98.1325 | 52.6677 | 0.5902 | 191.9852 | 113.3097 | 0.4974 | 151.457 | 75.3347 | 0.5859 | 146.3521 | 85.7477 | 0.546 | 1.6381 | 0.89438 | 0.6042 | 7.6925 | 4.6478 | 0.6051 | 74.586 | 45.132
|  | 13 | 0.5897 | 0 | 0 | 0.3903 | 30.9014 | 12.0608 | 0.4572 | 36.4222 | 16.6522 | 0.5373 | 88.0413 | 47.3046 | 0.5811 | 169.9366 | 98.7502 | 0.4918 | 111.9305 | 55.0474 | 0.5921 | 105.205 | 62.2919 | 0.5387 | 0.66332 | 0.35733 | 0.6036 | 2.7418 | 1.6549 | 0.605 | 40.5232 | 24.5165
|  | 14 | 0.5891 | 0 | 0 | 0.3766 | 22.44 | 8.4509 | 0.4404 | 33.0314 | 14.547 | 0.5373 | 71.9295 | 38.6477 | 0.5961 | 132.9385 | 79.2447 | 0.5015 | 89.4553 | 44.8619 | 0.5863 | 79.5338 | 46.6307 | 0.547 | 0.011222 | 0.0061384 | 0.6023 | 2.3831 | 1.4353 | 0.6102 | 19.9763 | 12.1896
|  | 15 | 0.5882 | 36.8098 | 21.6515 | 0.375 | 31.7612 | 11.9104 | 0.4275 | 25.6939 | 10.9841 | 0.5367 | 83.2015 | 44.6543 | 0.6061 | 100.5803 | 60.9617 | 0.5079 | 69.6549 | 35.3777 | 0.5806 | 69.6449 | 40.4358 | 0.5579 | 0 | 0 | 0.6012 | 1.5285 | 0.91896 | 0.6154 | 10.7931 | 6.642
|  | 16 | 0.5865 | 5.1799 | 3.038 | 0.3875 | 39.5486 | 15.3251 | 0.4259 | 23.2997 | 9.9234 | 0.5366 | 57.216 | 30.7021 | 0.6059 | 104.6574 | 63.4119 | 0.508 | 74.6874 | 37.9412 | 0.5796 | 64.1745 | 37.1955 | 0.5596 | 0 | 0 | 0.6031 | 0.05315 | 0.032055 | 0.6153 | 6.823 | 4.1982
|  | 17 | 0.5887 | 0.64312 | 0.37861 | 0.407 | 41.2956 | 16.8073 | 0.4239 | 22.6953 | 9.6206 | 0.517 | 32.2802 | 16.6889 | 0.6066 | 69.7502 | 42.3105 | 0.5076 | 73.5659 | 37.342 | 0.5798 | 64.5452 | 37.4233 | 0.558 | 0 | 0 | 0.6019 | 0.020524 | 0.012353 | 0.6119 | 11.8844 | 7.2721
|  | 18 | 0.6005 | 0.71811 | 0.43123 | 0.4202 | 52.0577 | 21.8746 | 0.4401 | 39.4094 | 17.3441 | 0.4568 | 37.0424 | 16.921 | 0.6057 | 60.0863 | 36.3943 | 0.5057 | 60.2883 | 30.4878 | 0.5869 | 63.2082 | 37.0969 | 0.5416 | 4.8e-05 | 2.5997e-05 | 0.6007 | 0.44751 | 0.26882 | 0.6048 | 16.45 | 9.949
|  | 19 | 0.5919 | 0 | 0 | 0.4119 | 73.2572 | 30.1746 | 0.4351 | 64.1337 | 27.9046 | 0.3989 | 72.1354 | 28.7748 | 0.6039 | 56.9125 | 34.3695 | 0.5212 | 73.1264 | 38.1135 | 0.5772 | 54.5023 | 31.4587 | 0.5499 | 0 | 0 | 0.5894 | 2.9594 | 1.7443 | 0.6049 | 33.2435 | 20.109
|  | 20 | 0.5933 | 0 | 0 | 0.423 | 75.7391 | 32.0377 | 0.4448 | 53.2998 | 23.7077 | 0.414 | 99.6409 | 41.2513 | 0.6044 | 93.3499 | 56.4207 | 0.5204 | 106.9886 | 55.6769 | 0.5778 | 89.0465 | 51.451 | 0.5547 | 1.6821 | 0.93308 | 0.5789 | 8.457 | 4.8957 | 0.604 | 75.5447 | 45.629
|  | 21 | 0.5936 | 0.22594 | 0.13412 | 0.4371 | 137.862 | 60.2595 | 0.4538 | 51.7658 | 23.4913 | 0.4415 | 164.1485 | 72.4716 | 0.6045 | 90.7756 | 54.8738 | 0.5037 | 149.4905 | 75.2983 | 0.5835 | 128.877 | 75.1997 | 0.5462 | 24.4723 | 13.3668 | 0.5874 | 13.5008 | 7.9303 | 0.6038 | 92.4077 | 55.7958
|  | 22 | 0.5916 | 0 | 0 | 0.438 | 195.3832 | 85.5778 | 0.4557 | 89.3335 | 40.7093 | 0.4765 | 174.158 | 82.9863 | 0.6044 | 99.4128 | 60.0851 | 0.4978 | 179.1084 | 89.1602 | 0.5868 | 194.9916 | 114.4211 | 0.5377 | 3.3272 | 1.789 | 0.6001 | 24.084 | 14.4528 | 0.6043 | 87.7618 | 53.0344
|  | 23 | 0.5924 | 1.3659 | 0.80917 | 0.4557 | 199.8054 | 91.0513 | 0.4756 | 135.4539 | 64.4219 | 0.5066 | 195.9703 | 99.2786 | 0.5955 | 134.5019 | 80.0959 | 0.51 | 192.6574 | 98.2553 | 0.5853 | 198.2989 | 116.0643 | 0.5422 | 0 | 0 | 0.5942 | 16.7424 | 9.9483 | 0.6039 | 76.4099 | 46.1439
| 24 | 24 | 0.5967 | 6.5053 | 3.8817 | 0.4897 | 195.8421 | 95.9039 | 0.5121 | 148.1198 | 75.8521 | 0.5333 | 194.3066 | 103.6237 | 0.5663 | 156.0105 | 88.3487 | 0.5209 | 195.6397 | 101.9087 | 0.5545 | 198.3914 | 110.0081 | 0.5542 | 0.29581 | 0.16394 | 0.5832 | 5.6046 | 3.2686 | 0.6047 | 93.0908 | 56.292
|  | 1 | 0.6084 | 24.3198 | 14.7961 | 0.5287 | 196.7974 | 104.0468 | 0.5572 | 144.8503 | 80.7106 | 0.538 | 161.1203 | 86.6827 | 0.5533 | 133.6963 | 73.9742 | 0.5254 | 193.3057 | 101.5628 | 0.5569 | 197.7554 | 110.13 | 0.5682 | 0.84809 | 0.48188 | 0.5716 | 1.2162 | 0.69519 | 0.6164 | 140.2607 | 86.4567
|  | 2 | 0.617 | 6.2928 | 3.8826 | 0.5616 | 183.4088 | 103.0024 | 0.5963 | 148.9369 | 88.8111 | 0.55 | 151.4684 | 83.3076 | 0.5282 | 136.4011 | 72.047 | 0.5324 | 191.4007 | 101.9017 | 0.567 | 198.2619 | 112.4145 | 0.5453 | 117.9846 | 64.337 | 0.5603 | 3.1987 | 1.7922 | 0.6342 | 183.9628 | 116.6692
|  | 3 | 0.6255 | 16.7124 | 10.4536 | 0.579 | 196.8362 | 113.9682 | 0.6077 | 154.5626 | 93.9277 | 0.5524 | 162.2662 | 89.6359 | 0.515 | 137.5941 | 70.861 | 0.538 | 196.4024 | 105.6645 | 0.5687 | 198.3096 | 112.7787 | 0.5483 | 101.1433 | 55.4569 | 0.5497 | 0.001635 | 0.00089876 | 0.6354 | 176.2201 | 111.9702
|  | 4 | 0.6312 | 39.023 | 24.6313 | 0.592 | 200.1071 | 118.4634 | 0.6081 | 175.7579 | 106.8784 | 0.5533 | 183.9327 | 101.77 | 0.5074 | 110.4824 | 56.0588 | 0.5404 | 198.843 | 107.4547 | 0.5698 | 198.3807 | 113.0373 | 0.5515 | 123.1215 | 67.9015 | 0.5525 | 2.3539 | 1.3005 | 0.6333 | 178.9265 | 113.3142
|  | 5 | 0.6323 | 47.6581 | 30.1342 | 0.5967 | 199.4232 | 118.9958 | 0.6079 | 190.0138 | 115.5094 | 0.555 | 195.4284 | 108.4627 | 0.5067 | 109.2561 | 55.3601 | 0.541 | 200.1708 | 108.2924 | 0.5699 | 198.0667 | 112.8782 | 0.5511 | 131.3813 | 72.4042 | 0.5538 | 6.9153 | 3.8297 | 0.6283 | 189.1704 | 118.8558
|  | 6 | 0.6119 | 22.2321 | 13.6038 | 0.5792 | 196.1619 | 113.617 | 0.5923 | 174.5588 | 103.3911 | 0.5508 | 192.0524 | 105.7824 | 0.5193 | 194.8289 | 101.1746 | 0.5403 | 200.2118 | 108.1745 | 0.5639 | 197.9781 | 111.6398 | 0.55 | 95.3844 | 52.4614 | 0.5688 | 14.3146 | 8.1421 | 0.6149 | 190.4437 | 117.1038
|  | 7 | 0.6025 | 12.9901 | 7.8265 | 0.548 | 191.9986 | 105.2152 | 0.55 | 142.9742 | 78.6358 | 0.5449 | 176.0962 | 95.9548 | 0.5412 | 195.7297 | 105.9289 | 0.5385 | 200.1475 | 107.7794 | 0.5575 | 198.1421 | 110.4642 | 0.5433 | 93.0284 | 50.5423 | 0.5643 | 32.3913 | 18.2784 | 0.6096 | 188.2728 | 114.7711
|  | 8 | 0.6018 | 7.9274 | 4.7707 | 0.5084 | 174.2988 | 88.6135 | 0.5106 | 152.6184 | 77.927 | 0.5538 | 186.3279 | 103.1884 | 0.5599 | 196.0329 | 109.7588 | 0.535 | 200.5659 | 107.3027 | 0.5478 | 198.2861 | 108.6211 | 0.5661 | 65.9872 | 37.3554 | 0.5598 | 15.2137 | 8.5166 | 0.6287 | 184.2413 | 115.8325
|  | 9 | 0.5908 | 1.5467 | 0.91379 | 0.4647 | 172.9886 | 80.3878 | 0.4797 | 142.9392 | 68.5679 | 0.5461 | 180.9926 | 98.8401 | 0.5718 | 193.1443 | 110.4399 | 0.5263 | 199.8227 | 105.1667 | 0.575 | 198.3046 | 114.0252 | 0.5544 | 47.9306 | 26.5727 | 0.5644 | 17.359 | 9.7974 | 0.6337 | 156.3437 | 99.075
|  | 10 | 0.5905 | 0 | 0 | 0.4498 | 175.9495 | 79.1421 | 0.4557 | 107.7308 | 49.0929 | 0.5231 | 172.4142 | 90.1899 | 0.589 | 188.8778 | 111.249 | 0.5187 | 196.6424 | 101.9984 | 0.5908 | 196.3723 | 116.0167 | 0.5452 | 40.0109 | 21.8139 | 0.5625 | 14.9817 | 8.4272 | 0.6249 | 102.8416 | 64.2657
|  | 11 | 0.5865 | 0 | 0 | 0.4318 | 173.1578 | 74.7696 | 0.4476 | 52.2129 | 23.3705 | 0.4947 | 149.0723 | 73.746 | 0.6043 | 167.9018 | 101.4631 | 0.512 | 177.4606 | 90.8598 | 0.5861 | 195.2979 | 114.4641 | 0.5368 | 32.4348 | 17.411 | 0.5716 | 10.549 | 6.0298 | 0.6174 | 78.7589 | 48.6258
|  | 12 | 0.5855 | 0 | 0 | 0.4207 | 145.6397 | 61.2706 | 0.4713 | 40.8622 | 19.2584 | 0.4793 | 97.6439 | 46.8007 | 0.6074 | 132.0518 | 80.2083 | 0.5139 | 141.567 | 72.7513 | 0.5836 | 192.9123 | 112.5836 | 0.5437 | 32.0316 | 17.4156 | 0.5785 | 6.4674 | 3.7414 | 0.6136 | 60.906 | 37.3719
|  | 13 | 0.5908 | 0 | 0 | 0.4293 | 106.0772 | 45.5389 | 0.4926 | 27.9865 | 13.7861 | 0.4937 | 58.2297 | 28.748 | 0.6029 | 108.7918 | 65.5906 | 0.5132 | 97.8024 | 50.1922 | 0.5911 | 179.8811 | 106.3277 | 0.5365 | 30.7099 | 16.4759 | 0.578 | 9.9796 | 5.7682 | 0.6149 | 46.0489 | 28.3155
|  | 14 | 0.5961 | 7.592 | 4.5256 | 0.4083 | 104.5783 | 42.6993 | 0.4908 | 21.4118 | 10.5089 | 0.479 | 61.1533 | 29.2924 | 0.6074 | 86.0442 | 52.2632 | 0.5132 | 66.897 | 34.3315 | 0.5816 | 153.546 | 89.3023 | 0.5535 | 24.0981 | 13.3383 | 0.5753 | 5.9075 | 3.3986 | 0.6134 | 49.1619 | 30.1559
|  | 15 | 0.5957 | 8.9286 | 5.3188 | 0.3944 | 82.2266 | 32.4302 | 0.4796 | 18.8959 | 9.0625 | 0.4717 | 53.2211 | 25.1044 | 0.6071 | 66.2874 | 40.2431 | 0.513 | 62.4121 | 32.0174 | 0.5747 | 116.6292 | 67.0268 | 0.5649 | 25.9582 | 14.6638 | 0.5725 | 5.8075 | 3.3248 | 0.6123 | 48.8694 | 29.9227
|  | 16 | 0.5948 | 0 | 0 | 0.3868 | 62.9178 | 24.3366 | 0.4816 | 14.0343 | 6.7589 | 0.4788 | 53.6566 | 25.6908 | 0.6078 | 69.4017 | 42.1824 | 0.5134 | 50.1888 | 25.7669 | 0.5756 | 88.2124 | 50.7751 | 0.5641 | 30.6071 | 17.2655 | 0.5726 | 5.4733 | 3.134 | 0.6137 | 49.3294 | 30.2734
|  | 17 | 0.5958 | 0 | 0 | 0.3916 | 46.8884 | 18.3615 | 0.4806 | 11.3435 | 5.4517 | 0.4888 | 50.0614 | 24.47 | 0.6135 | 60.5821 | 37.1671 | 0.5145 | 61.4883 | 31.6357 | 0.5755 | 77.0218 | 44.3261 | 0.5603 | 33.8351 | 18.9578 | 0.5897 | 2.1346 | 1.2588 | 0.6167 | 69.4693 | 42.8417
|  | 18 | 0.5973 | 0 | 0 | 0.4059 | 28.76 | 11.6737 | 0.4789 | 13.0475 | 6.2484 | 0.4915 | 57.0437 | 28.037 | 0.6142 | 44.8852 | 27.5685 | 0.5167 | 60.0303 | 31.0176 | 0.5779 | 56.455 | 32.6253 | 0.5418 | 56.1874 | 30.4423 | 0.591 | 0 | 0 | 0.618 | 75.9307 | 46.9251
|  | 19 | 0.578 | 0 | 0 | 0.3965 | 37.599 | 14.908 | 0.4497 | 34.2243 | 15.3907 | 0.4698 | 101.0312 | 47.4645 | 0.6146 | 91.9866 | 56.535 | 0.5309 | 107.028 | 56.8212 | 0.5763 | 48.1445 | 27.7457 | 0.5451 | 125.154 | 68.2215 | 0.5608 | 1.7233 | 0.96642 | 0.6158 | 62.352 | 38.3964
|  | 20 | 0.5613 | 0 | 0 | 0.4087 | 54.9272 | 22.4488 | 0.4494 | 44.4029 | 19.9547 | 0.4888 | 131.9339 | 64.4893 | 0.6158 | 149.8969 | 92.3065 | 0.5193 | 159.5506 | 82.8547 | 0.5761 | 55.2745 | 31.8437 | 0.5506 | 165.1803 | 90.9483 | 0.5603 | 3.3161 | 1.858 | 0.5966 | 88.2453 | 52.6471
|  | 21 | 0.5741 | 0 | 0 | 0.4174 | 97.0852 | 40.5234 | 0.445 | 63.3898 | 28.2085 | 0.5095 | 165.5795 | 84.3628 | 0.6165 | 172.7771 | 106.5171 | 0.51 | 188.787 | 96.2814 | 0.5753 | 70.6083 | 40.621 | 0.5396 | 166.6303 | 89.9137 | 0.5599 | 0 | 0 | 0.6054 | 113.8151 | 68.9037
|  | 22 | 0.5918 | 0 | 0 | 0.4217 | 158.566 | 66.8673 | 0.4561 | 109.4123 | 49.903 | 0.5204 | 159.4517 | 82.9787 | 0.6166 | 177.6873 | 109.562 | 0.5162 | 198.343 | 102.3847 | 0.5748 | 94.8587 | 54.5248 | 0.5358 | 157.741 | 84.5176 | 0.5596 | 0 | 0 | 0.6154 | 118.7841 | 73.0997
|  | 23 | 0.5919 | 0 | 0 | 0.4401 | 169.8218 | 74.7386 | 0.4741 | 174.0647 | 82.5241 | 0.5371 | 154.0107 | 82.7191 | 0.6017 | 183.6391 | 110.4956 | 0.5103 | 199.5941 | 101.8529 | 0.5818 | 98.3119 | 57.1979 | 0.5438 | 145.7846 | 79.2777 | 0.5612 | 0.49356 | 0.27698 | 0.5935 | 123.9886 | 73.5873
| 25 | 24 | 0.5896 | 0 | 0 | 0.479 | 171.2887 | 82.0473 | 0.515 | 180.6606 | 93.0402 | 0.5603 | 150.7477 | 84.4639 | 0.5761 | 196.9782 | 113.4791 | 0.522 | 198.3584 | 103.5431 | 0.5803 | 179.63 | 104.2393 | 0.5562 | 174.3268 | 96.9606 | 0.5774 | 2.501 | 1.4441 | 0.5735 | 130.3656 | 74.7647
|  | 1 | 0.5897 | 0 | 0 | 0.5234 | 148.5604 | 77.7565 | 0.5334 | 181.3845 | 96.7505 | 0.5744 | 176.3726 | 101.3084 | 0.5672 | 193.8699 | 109.963 | 0.5315 | 197.3203 | 104.8758 | 0.5498 | 171.9586 | 94.5428 | 0.5688 | 195.6085 | 111.2621 | 0.5815 | 3.4468 | 2.0043 | 0.5728 | 169.3069 | 96.979
|  | 2 | 0.5908 | 0 | 0 | 0.5523 | 195.862 | 108.1746 | 0.5283 | 169.7054 | 89.6554 | 0.5812 | 187.9544 | 109.2391 | 0.5494 | 192.5211 | 105.7711 | 0.5392 | 198.7408 | 107.161 | 0.5499 | 191.2218 | 105.1529 | 0.5629 | 199.5307 | 112.3158 | 0.5722 | 8.1918 | 4.6874 | 0.5732 | 159.4431 | 91.3928
|  | 3 | 0.5867 | 0.17055 | 0.10006 | 0.5715 | 179.3168 | 102.4795 | 0.5239 | 169.6519 | 88.8806 | 0.5902 | 194.0699 | 114.54 | 0.5293 | 167.8172 | 88.8256 | 0.5455 | 200.388 | 109.3117 | 0.5546 | 192.484 | 106.7516 | 0.5488 | 199.8065 | 109.6538 | 0.5608 | 21.2796 | 11.9336 | 0.5734 | 164.1111 | 94.1013
|  | 4 | 0.5864 | 0.28799 | 0.16888 | 0.5801 | 171.7359 | 99.624 | 0.5373 | 155.3412 | 83.4648 | 0.5936 | 198.2494 | 117.6809 | 0.5264 | 158.3838 | 83.3732 | 0.5492 | 198.9803 | 109.28 | 0.5564 | 184.9352 | 102.8979 | 0.5464 | 200.1177 | 109.3443 | 0.556 | 36.3197 | 20.1937 | 0.5758 | 157.0959 | 90.4558
|  | 5 | 0.5902 | 0 | 0 | 0.5725 | 184.8146 | 105.8064 | 0.5476 | 166.9354 | 91.4138 | 0.5923 | 199.8582 | 118.376 | 0.5241 | 182.0085 | 95.3906 | 0.5513 | 198.7797 | 109.5873 | 0.5552 | 195.5137 | 108.5492 | 0.5543 | 200.4197 | 111.0926 | 0.5571 | 54.5215 | 30.374 | 0.5696 | 132.4915 | 75.4672
|  | 6 | 0.5941 | 0 | 0 | 0.5538 | 171.4687 | 94.9593 | 0.5412 | 188.2386 | 101.8747 | 0.5789 | 197.1377 | 114.123 | 0.537 | 168.8421 | 90.6682 | 0.553 | 187.2388 | 103.5431 | 0.5496 | 193.0679 | 106.1101 | 0.5655 | 200.2641 | 113.2494 | 0.56 | 51.9367 | 29.0845 | 0.5633 | 84.9575 | 47.8565
|  | 7 | 0.592 | 0.028687 | 0.016983 | 0.5266 | 177.1854 | 93.3058 | 0.5391 | 189.2017 | 101.9986 | 0.5745 | 194.6692 | 111.8375 | 0.5577 | 157.7953 | 88.0024 | 0.5571 | 137.208 | 76.4386 | 0.5447 | 193.432 | 105.3624 | 0.5695 | 195.6845 | 111.4423 | 0.5795 | 17.312 | 10.0323 | 0.5537 | 72.738 | 40.275
|  | 8 | 0.5929 | 32.4841 | 19.2598 | 0.4983 | 184.5383 | 91.9554 | 0.5192 | 116.8888 | 60.6887 | 0.5663 | 195.2169 | 110.5513 | 0.5638 | 91.7087 | 51.7054 | 0.5585 | 112.6932 | 62.9391 | 0.5633 | 194.7535 | 109.7046 | 0.5603 | 159.5736 | 89.4091 | 0.5734 | 17.5348 | 10.0545 | 0.5532 | 72.7471 | 40.2437
|  | 9 | 0.5874 | 33.8205 | 19.8661 | 0.459 | 185.4184 | 85.107 | 0.4842 | 106.7426 | 51.6848 | 0.565 | 195.6567 | 110.5461 | 0.5807 | 125.6732 | 72.9784 | 0.5536 | 128.7214 | 71.2602 | 0.5896 | 193.8582 | 114.2988 | 0.5439 | 192.3376 | 104.6124 | 0.5636 | 34.5264 | 19.4591 | 0.5606 | 79.0937 | 44.3399
|  | 10 | 0.5543 | 4.4745 | 2.4802 | 0.4359 | 192.2626 | 83.8072 | 0.4647 | 118.2065 | 54.9306 | 0.5485 | 192.5831 | 105.6318 | 0.5911 | 195.6595 | 115.6543 | 0.5463 | 155.5996 | 85.0041 | 0.5817 | 177.7805 | 103.4149 | 0.5412 | 185.3659 | 100.32 | 0.565 | 1.6853 | 0.95218 | 0.5656 | 97.5084 | 55.1508
|  | 11 | 0.5346 | 4.6552 | 2.4887 | 0.4197 | 182.2555 | 76.4927 | 0.4536 | 85.088 | 38.5959 | 0.5177 | 185.4169 | 95.9903 | 0.602 | 192.0757 | 115.6296 | 0.5401 | 155.611 | 84.0455 | 0.5704 | 139.9192 | 79.8099 | 0.5606 | 173.8677 | 97.4702 | 0.5619 | 0 | 0 | 0.5755 | 99.0274 | 56.9902
|  | 12 | 0.5369 | 4.4024 | 2.3636 | 0.4111 | 156.4543 | 64.3183 | 0.4462 | 89.1849 | 39.7943 | 0.5023 | 155.9321 | 78.3247 | 0.6007 | 188.3986 | 113.171 | 0.5334 | 94.3517 | 50.3272 | 0.5702 | 81.5661 | 46.509 | 0.5683 | 126.6033 | 71.9487 | 0.5604 | 0 | 0 | 0.5867 | 69.6381 | 40.8567
|  | 13 | 0.5415 | 0 | 0 | 0.4208 | 132.6068 | 55.8009 | 0.4484 | 95.5385 | 42.8395 | 0.5112 | 119.1305 | 60.8995 | 0.5952 | 189.9965 | 113.0859 | 0.5327 | 90.7501 | 48.3426 | 0.5726 | 32.8002 | 18.7814 | 0.5625 | 81.4504 | 45.8159 | 0.5584 | 0 | 0 | 0.5843 | 66.7533 | 39.004
|  | 14 | 0.522 | 0 | 0 | 0.404 | 89.3812 | 36.11 | 0.4491 | 65.4153 | 29.378 | 0.4975 | 55.9276 | 27.824 | 0.6085 | 187.2118 | 113.9184 | 0.5357 | 90.7518 | 48.6157 | 0.5704 | 13.5103 | 7.7063 | 0.5789 | 61.0706 | 35.3538 | 0.5573 | 0 | 0 | 0.5799 | 64.2475 | 37.2571
|  | 15 | 0.4985 | 0 | 0 | 0.3883 | 77.0544 | 29.9202 | 0.4506 | 45.8842 | 20.6754 | 0.4795 | 34.3373 | 16.4647 | 0.6146 | 170.0983 | 104.5424 | 0.5375 | 134.2361 | 72.1519 | 0.5713 | 8.114 | 4.6355 | 0.5899 | 56.8015 | 33.5072 | 0.5571 | 0 | 0 | 0.5817 | 71.4457 | 41.56
|  | 16 | 0.4687 | 0 | 0 | 0.3846 | 70.0532 | 26.9425 | 0.4492 | 36.6536 | 16.4648 | 0.4762 | 35.1506 | 16.7387 | 0.6165 | 145.584 | 89.7526 | 0.5352 | 146.7546 | 78.5431 | 0.5712 | 6.7706 | 3.8674 | 0.5882 | 59.6486 | 35.0853 | 0.557 | 1.9358 | 1.0782 | 0.5819 | 60.4336 | 35.1663
|  | 17 | 0.4743 | 11.2212 | 5.3222 | 0.3903 | 53.0335 | 20.699 | 0.4388 | 35.6796 | 15.6562 | 0.4748 | 18.0509 | 8.5706 | 0.6184 | 137.9691 | 85.3201 | 0.5287 | 145.3733 | 76.8588 | 0.5716 | 10.8602 | 6.2077 | 0.5784 | 51.758 | 29.9368 | 0.5559 | 10.3151 | 5.7342 | 0.5917 | 61.1051 | 36.1559
|  | 18 | 0.5073 | 92.3347 | 46.8414 | 0.4005 | 29.8598 | 11.9589 | 0.4083 | 45.8656 | 18.7269 | 0.4685 | 30.7797 | 14.4203 | 0.617 | 91.6079 | 56.5221 | 0.5126 | 123.1129 | 63.1077 | 0.5703 | 8.9046 | 5.0783 | 0.5646 | 43.1324 | 24.3525 | 0.5647 | 7.1099 | 4.0149 | 0.5988 | 51.826 | 31.0334
|  | 19 | 0.4976 | 29.564 | 14.7111 | 0.3872 | 48.1502 | 18.6438 | 0.3712 | 34.7784 | 12.9097 | 0.4499 | 58.2499 | 26.2066 | 0.613 | 92.3899 | 56.635 | 0.5069 | 131.55 | 66.6827 | 0.5714 | 17.4743 | 9.9848 | 0.5647 | 82.0795 | 46.3503 | 0.5692 | 32.656 | 18.5878 | 0.5992 | 44.5466 | 26.6923
|  | 20 | 0.4829 | 34.4416 | 16.6319 | 0.4021 | 60.1402 | 24.1824 | 0.3893 | 38.5525 | 15.0085 | 0.4696 | 97.1781 | 45.6348 | 0.6133 | 141.1718 | 86.5807 | 0.5101 | 172.9332 | 88.2132 | 0.5707 | 53.1272 | 30.3197 | 0.5657 | 109.7237 | 62.0707 | 0.5601 | 9.1514 | 5.1257 | 0.579 | 83.5728 | 48.3886
|  | 21 | 0.4996 | 10.5443 | 5.2679 | 0.4129 | 88.7587 | 36.6485 | 0.4096 | 52.4659 | 21.49 | 0.4901 | 125.2918 | 61.4055 | 0.6068 | 140.315 | 85.1432 | 0.5159 | 198.9577 | 102.6423 | 0.5694 | 109.1089 | 62.1266 | 0.5541 | 146.991 | 81.4477 | 0.5596 | 12.5489 | 7.0224 | 0.5762 | 108.1307 | 62.3049
|  | 22 | 0.5328 | 0.53751 | 0.28639 | 0.4126 | 113.5717 | 46.8597 | 0.4333 | 78.8194 | 34.1524 | 0.4949 | 166.9404 | 82.6188 | 0.6027 | 176.5339 | 106.397 | 0.5177 | 200.3308 | 103.7113 | 0.5731 | 144.904 | 83.0445 | 0.5488 | 134.2674 | 73.686 | 0.5588 | 18.0797 | 10.1029 | 0.5763 | 130.9323 | 75.4563
|  | 23 | 0.5632 | 0.012217 | 0.0068806 | 0.4281 | 77.2205 | 33.0581 | 0.4517 | 142.5342 | 64.3827 | 0.5208 | 192.8871 | 100.4556 | 0.5858 | 199.7015 | 116.9851 | 0.5115 | 200.0892 | 102.3456 | 0.5847 | 160.4191 | 93.7971 | 0.5401 | 174.1921 | 94.0811 | 0.5686 | 31.2852 | 17.7888 | 0.576 | 155.6804 | 89.6719
| 26 | 24 | 0.5853 | 0.033757 | 0.019758 | 0.457 | 69.7908 | 31.8944 | 0.459 | 170.8686 | 78.4287 | 0.5657 | 193.6252 | 109.5338 | 0.5683 | 199.1422 | 113.1725 | 0.5229 | 198.7886 | 103.9466 | 0.5698 | 190.359 | 108.4666 | 0.5471 | 199.609 | 109.2061 | 0.5678 | 109.727 | 62.303 | 0.5824 | 183.1242 | 106.6515
|  | 1 | 0.5901 | 0 | 0 | 0.4951 | 167.5234 | 82.9408 | 0.4825 | 128.4476 | 61.976 | 0.5737 | 197.0033 | 113.0208 | 0.5604 | 199.6379 | 111.8771 | 0.5352 | 198.0825 | 106.0137 | 0.5453 | 185.5132 | 101.1604 | 0.5616 | 192.3294 | 108.0122 | 0.5431 | 61.9466 | 33.6432 | 0.5986 | 178.6695 | 106.9516
|  | 2 | 0.5957 | 0 | 0 | 0.5292 | 189.5132 | 100.2904 | 0.516 | 151.5484 | 78.199 | 0.5772 | 196.4127 | 113.3694 | 0.5426 | 199.8878 | 108.4591 | 0.5431 | 198.3048 | 107.6994 | 0.5558 | 181.1935 | 100.7073 | 0.556 | 198.6343 | 110.4407 | 0.533 | 63.3046 | 33.7414 | 0.5975 | 190.4949 | 113.8207
|  | 3 | 0.5869 | 0 | 0 | 0.5534 | 193.5996 | 107.138 | 0.5424 | 158.0288 | 85.7148 | 0.5814 | 197.4631 | 114.805 | 0.5277 | 195.8646 | 103.3577 | 0.5479 | 196.6411 | 107.7397 | 0.5597 | 194.5675 | 108.8994 | 0.5443 | 198.2529 | 107.9091 | 0.5229 | 60.2059 | 31.4816 | 0.587 | 186.4126 | 109.4242
|  | 4 | 0.5888 | 0 | 0 | 0.568 | 199.1753 | 113.1315 | 0.551 | 175.3973 | 96.6439 | 0.5846 | 197.3296 | 115.3589 | 0.522 | 199.8408 | 104.3169 | 0.55 | 185.2461 | 101.8854 | 0.5607 | 190.6531 | 106.8992 | 0.5427 | 198.1793 | 107.5519 | 0.5182 | 40.0969 | 20.7782 | 0.5789 | 189.6724 | 109.8013
|  | 5 | 0.5905 | 0 | 0 | 0.5693 | 202.1941 | 115.1091 | 0.5526 | 187.4255 | 103.5713 | 0.5812 | 197.1604 | 114.5896 | 0.5228 | 158.729 | 82.9835 | 0.5478 | 175.244 | 95.9987 | 0.5597 | 198.2926 | 110.9844 | 0.544 | 198.2504 | 107.8482 | 0.5195 | 75.4554 | 39.1991 | 0.5788 | 193.5547 | 112.0295
|  | 6 | 0.5851 | 0 | 0 | 0.5482 | 201.9918 | 110.7319 | 0.5546 | 159.5522 | 88.4876 | 0.5762 | 195.1294 | 112.4335 | 0.5415 | 135.6271 | 73.4421 | 0.539 | 168.6354 | 90.8945 | 0.5522 | 196.284 | 108.388 | 0.5481 | 198.4384 | 108.7641 | 0.5176 | 128.0593 | 66.2835 | 0.5732 | 198.124 | 113.5647
|  | 7 | 0.5755 | 11.8173 | 6.8009 | 0.523 | 202.1156 | 105.7064 | 0.5635 | 167.9537 | 94.6419 | 0.571 | 194.6014 | 111.1174 | 0.5604 | 135.6247 | 76.0041 | 0.5302 | 193.1794 | 102.4237 | 0.5441 | 192.46 | 104.7175 | 0.5482 | 197.6541 | 108.354 | 0.5356 | 137.9787 | 73.9014 | 0.5846 | 195.2403 | 114.1375
|  | 8 | 0.5701 | 7.4518 | 4.2483 | 0.4969 | 201.8186 | 100.2837 | 0.5663 | 113.855 | 64.4761 | 0.5637 | 196.1226 | 110.5543 | 0.5658 | 167.2595 | 94.6354 | 0.5195 | 152.8592 | 79.4103 | 0.559 | 187.4045 | 104.7591 | 0.5366 | 187.5597 | 100.6445 | 0.554 | 86.0135 | 47.6515 | 0.5981 | 195.1841 | 116.7396
|  | 9 | 0.5548 | 7.8035 | 4.3294 | 0.4577 | 197.8438 | 90.5531 | 0.561 | 88.658 | 49.7372 | 0.5418 | 198.4918 | 107.5428 | 0.5843 | 200.4417 | 117.1181 | 0.5243 | 88.7398 | 46.5263 | 0.5899 | 176.9806 | 104.4009 | 0.5599 | 154.5102 | 86.5103 | 0.5768 | 48.571 | 28.0158 | 0.5921 | 189.8418 | 112.4054
|  | 10 | 0.5267 | 0 | 0 | 0.4336 | 187.3798 | 81.2479 | 0.5581 | 74.0212 | 41.3112 | 0.5177 | 193.9197 | 100.3922 | 0.5953 | 151.7043 | 90.3096 | 0.5383 | 154.803 | 83.3305 | 0.5762 | 148.8571 | 85.7715 | 0.5577 | 121.8393 | 67.9498 | 0.5652 | 26.7422 | 15.1147 | 0.5738 | 183.3496 | 105.206
|  | 11 | 0.5153 | 0.66953 | 0.34501 | 0.4116 | 144.3899 | 59.4309 | 0.5551 | 72.0467 | 39.9931 | 0.4978 | 175.0586 | 87.1442 | 0.5954 | 149.6282 | 89.0886 | 0.5382 | 192.6528 | 103.6857 | 0.5669 | 107.0836 | 60.7057 | 0.5533 | 120.0398 | 66.418 | 0.5573 | 50.2229 | 27.9892 | 0.5719 | 171.9548 | 98.341
|  | 12 | 0.5164 | 0 | 0 | 0.4019 | 107.6519 | 43.2653 | 0.5118 | 129.9968 | 66.5324 | 0.4951 | 142.7291 | 70.6652 | 0.5952 | 149.6277 | 89.0584 | 0.5387 | 183.6147 | 98.9132 | 0.568 | 93.5785 | 53.1526 | 0.5513 | 132.0804 | 72.816 | 0.56 | 44.9187 | 25.1544 | 0.578 | 150.9009 | 87.2207
|  | 13 | 0.5275 | 0.17276 | 0.091131 | 0.3953 | 82.4317 | 32.5853 | 0.5037 | 114.8689 | 57.8595 | 0.5167 | 111.1339 | 57.4229 | 0.5954 | 149.6316 | 89.0907 | 0.5354 | 192.038 | 102.8171 | 0.5661 | 49.608 | 28.0831 | 0.551 | 120.6317 | 66.468 | 0.5623 | 35.6877 | 20.0672 | 0.5785 | 140.4157 | 81.2305
|  | 14 | 0.5059 | 6.146 | 3.1093 | 0.3737 | 51.9361 | 19.4085 | 0.5044 | 103.056 | 51.9815 | 0.4993 | 99.5933 | 49.727 | 0.5954 | 155.6782 | 92.6908 | 0.5353 | 194.7823 | 104.267 | 0.5676 | 6.3891 | 3.6265 | 0.5489 | 87.2076 | 47.8682 | 0.5636 | 21.0815 | 11.8815 | 0.5954 | 132.7453 | 79.0365
|  | 15 | 0.4918 | 13.4571 | 6.6182 | 0.3721 | 42.7081 | 15.8917 | 0.5017 | 108.1166 | 54.2421 | 0.4785 | 104.762 | 50.1286 | 0.5927 | 164.1752 | 97.3067 | 0.5342 | 195.5628 | 104.4697 | 0.568 | 4.4071 | 2.5032 | 0.547 | 73.0322 | 39.9486 | 0.5638 | 14.4703 | 8.1584 | 0.6117 | 103.0651 | 63.0449
|  | 16 | 0.4527 | 17.8337 | 8.0733 | 0.3829 | 40.3438 | 15.4476 | 0.4759 | 80.5619 | 38.3394 | 0.4698 | 92.2571 | 43.3424 | 0.5952 | 151.3972 | 90.1116 | 0.5362 | 193.6512 | 103.8358 | 0.5684 | 2.6936 | 1.5311 | 0.5455 | 72.196 | 39.3829 | 0.5628 | 13.4924 | 7.5935 | 0.6116 | 109.1717 | 66.7694
|  | 17 | 0.4486 | 20.5325 | 9.2109 | 0.3898 | 28.9002 | 11.2653 | 0.4363 | 55.5046 | 24.2167 | 0.4683 | 78.1371 | 36.5916 | 0.599 | 139.9587 | 83.8352 | 0.5389 | 191.6279 | 103.2683 | 0.5688 | 10.5223 | 5.9851 | 0.5413 | 60.99 | 33.0139 | 0.5625 | 25.3491 | 14.2589 | 0.6002 | 99.4171 | 59.6701
|  | 18 | 0.4853 | 18.1875 | 8.8264 | 0.406 | 21.1387 | 8.5823 | 0.4036 | 65.6629 | 26.5016 | 0.4624 | 55.3357 | 25.5872 | 0.6014 | 116.6593 | 70.1589 | 0.5347 | 180.1526 | 96.3276 | 0.5674 | 17.8888 | 10.1501 | 0.5435 | 45.9483 | 24.9729 | 0.5605 | 29.4585 | 16.5115 | 0.5779 | 90.8309 | 52.4912
|  | 19 | 0.486 | 13.6236 | 6.6211 | 0.3952 | 29.3192 | 11.587 | 0.3676 | 81.6681 | 30.0212 | 0.4439 | 112.9964 | 50.1591 | 0.5969 | 115.7871 | 69.1133 | 0.558 | 174.8875 | 97.5872 | 0.5686 | 27.5892 | 15.6872 | 0.5391 | 81.3714 | 43.8673 | 0.5603 | 39.0134 | 21.8592 | 0.5771 | 57.033 | 32.9137
|  | 20 | 0.4759 | 20.4041 | 9.7103 | 0.4122 | 24.0716 | 9.9223 | 0.4003 | 72.4317 | 28.9944 | 0.4665 | 155.522 | 72.551 | 0.6007 | 146.5127 | 88.0102 | 0.5553 | 151.2548 | 83.9918 | 0.5683 | 37.9054 | 21.5416 | 0.5364 | 114.3791 | 61.3529 | 0.5606 | 52.0408 | 29.1741 | 0.5828 | 60.8604 | 35.4694
|  | 21 | 0.4826 | 11.7626 | 5.6766 | 0.4199 | 32.244 | 13.5393 | 0.4159 | 88.0944 | 36.6384 | 0.4841 | 177.1346 | 85.7509 | 0.5992 | 155.2752 | 93.0409 | 0.5457 | 166.0437 | 90.6101 | 0.567 | 54.6142 | 30.9663 | 0.5453 | 140.2292 | 76.467 | 0.56 | 62.8824 | 35.2141 | 0.5855 | 90.6397 | 53.0695
|  | 22 | 0.4855 | 19.3531 | 9.3959 | 0.4174 | 28.6144 | 11.9436 | 0.4272 | 117.5692 | 50.2256 | 0.4873 | 189.181 | 92.1879 | 0.5995 | 154.2544 | 92.4755 | 0.5362 | 175.7358 | 94.2295 | 0.5663 | 64.2498 | 36.3847 | 0.5515 | 140.0215 | 77.2219 | 0.5594 | 82.8682 | 46.3565 | 0.5861 | 98.0765 | 57.4827
|  | 23 | 0.499 | 21.2904 | 10.6239 | 0.4456 | 41.859 | 18.6524 | 0.4466 | 142.9211 | 63.8285 | 0.517 | 185.6174 | 95.9642 | 0.5914 | 161.1643 | 95.3126 | 0.5297 | 197.8113 | 104.7806 | 0.5739 | 92.5888 | 53.1367 | 0.5601 | 129.6927 | 72.6409 | 0.5588 | 76.9586 | 43.0045 | 0.5771 | 119.8464 | 69.1634
|  | 24 | 0.5357 | 83.8455 | 44.916 | 0.471 | 79.1311 | 37.2708 | 0.4841 | 161.6291 | 78.2446 | 0.5649 | 176.2191 | 99.5462 | 0.5763 | 185.5473 | 106.9309 | 0.5036 | 200.2545 | 100.8482 | 0.5774 | 151.5747 | 87.5192 | 0.5519 | 108.5137 | 59.8887 | 0.5581 | 139.0434 | 77.6001 | 0.5765 | 130.6264 | 75.3061
| 27 | 1 | 0.5363 | 128.6512 | 68.9956 | 0.4932 | 95.3322 | 47.0178 | 0.5241 | 188.8242 | 98.9628 | 0.5697 | 179.4553 | 102.2357 | 0.5796 | 190.9629 | 110.6821 | 0.5146 | 173.7914 | 89.4331 | 0.5467 | 158.2925 | 86.5385 | 0.5402 | 157.2577 | 84.9506 | 0.5722 | 171.407 | 98.0791 | 0.584 | 163.5564 | 95.5169
|  | 2 | 0.5265 | 163.2223 | 85.9366 | 0.528 | 161.5153 | 85.2801 | 0.5623 | 151.6627 | 85.28 | 0.5763 | 189.9995 | 109.4967 | 0.5695 | 199.0393 | 113.3529 | 0.5227 | 129.6415 | 67.7636 | 0.5432 | 176.5617 | 95.9083 | 0.5473 | 127.7587 | 69.9223 | 0.5783 | 188.4316 | 108.97 | 0.6093 | 175.6485 | 107.0227
|  | 3 | 0.4998 | 165.6599 | 82.7968 | 0.5523 | 164.3768 | 90.7853 | 0.5624 | 124.6496 | 70.103 | 0.5763 | 196.7309 | 113.376 | 0.5476 | 200.5845 | 109.8401 | 0.5263 | 129.6328 | 68.2257 | 0.5505 | 194.7219 | 107.1944 | 0.533 | 144.8804 | 77.2213 | 0.5706 | 193.3431 | 110.3216 | 0.6108 | 166.0657 | 101.4329
|  | 4 | 0.5009 | 137.597 | 68.9223 | 0.5678 | 194.6875 | 110.5436 | 0.5647 | 124.6473 | 70.3883 | 0.5773 | 186.0285 | 107.3942 | 0.5367 | 200.3161 | 107.5097 | 0.5285 | 129.6304 | 68.5096 | 0.5524 | 186.771 | 103.1723 | 0.5247 | 75.0689 | 39.3887 | 0.5703 | 186.821 | 106.544 | 0.6111 | 184.0625 | 112.4806
|  | 5 | 0.4958 | 96.6113 | 47.8999 | 0.5821 | 198.659 | 115.6394 | 0.5558 | 191.6638 | 106.5268 | 0.5774 | 169.2495 | 97.7246 | 0.537 | 200.5223 | 107.6805 | 0.5276 | 129.6346 | 68.3952 | 0.5512 | 186.9486 | 103.0461 | 0.521 | 148.9736 | 77.6152 | 0.5676 | 196.9009 | 111.761 | 0.6086 | 195.6823 | 119.0922
|  | 6 | 0.4815 | 47.2829 | 22.7667 | 0.5815 | 201.0074 | 116.8858 | 0.5266 | 172.9319 | 91.066 | 0.5779 | 177.4114 | 102.526 | 0.5348 | 200.3641 | 107.1547 | 0.5233 | 129.6315 | 67.8362 | 0.5452 | 165.9635 | 90.4833 | 0.5061 | 146.9687 | 74.3809 | 0.566 | 201.4839 | 114.0399 | 0.5959 | 196.1117 | 116.8629
|  | 7 | 0.4716 | 45.7662 | 21.5834 | 0.5923 | 196.4542 | 116.3598 | 0.4994 | 194.1547 | 96.9609 | 0.5677 | 162.7893 | 92.4155 | 0.54 | 127.8419 | 69.0346 | 0.5136 | 119.4576 | 61.3534 | 0.5376 | 160.1631 | 86.1037 | 0.5113 | 150.7001 | 77.053 | 0.5794 | 200.0543 | 115.9114 | 0.5964 | 202.2559 | 120.6254
|  | 8 | 0.4667 | 32.8372 | 15.3251 | 0.574 | 200.6508 | 115.1736 | 0.4815 | 192.1331 | 92.5121 | 0.5656 | 141.2686 | 79.9015 | 0.5479 | 109.6976 | 60.1033 | 0.5042 | 69.7423 | 35.1641 | 0.5644 | 149.8371 | 84.5681 | 0.5086 | 108.1154 | 54.9875 | 0.5679 | 158.576 | 90.0553 | 0.6141 | 201.076 | 123.4808
|  | 9 | 0.4357 | 33.7926 | 14.7234 | 0.5269 | 197.8072 | 104.2246 | 0.4528 | 174.1233 | 78.843 | 0.529 | 109.5614 | 57.958 | 0.566 | 109.7027 | 62.0917 | 0.5245 | 106.0726 | 55.6351 | 0.5804 | 161.5762 | 93.7788 | 0.5206 | 71.9848 | 37.4753 | 0.5603 | 148.7643 | 83.3526 | 0.6121 | 197.8072 | 121.0778
|  | 10 | 0.4128 | 51.2918 | 21.1733 | 0.5069 | 180.9821 | 91.7398 | 0.4308 | 152.2095 | 65.5718 | 0.5098 | 130.4142 | 66.4852 | 0.5693 | 109.7034 | 62.4541 | 0.5327 | 191.2065 | 101.8557 | 0.5677 | 156.9142 | 89.0802 | 0.5346 | 66.7585 | 35.6891 | 0.5615 | 129.5264 | 72.7291 | 0.5958 | 179.6943 | 107.0619
|  | 11 | 0.3991 | 45.5909 | 18.1953 | 0.4938 | 152.2956 | 75.2036 | 0.4175 | 159.3802 | 66.5412 | 0.4737 | 125.7558 | 59.5705 | 0.5727 | 186.9751 | 107.0806 | 0.5362 | 196.2059 | 105.2056 | 0.567 | 135.0081 | 76.5496 | 0.5485 | 94.2052 | 51.6716 | 0.563 | 77.2547 | 43.4944 | 0.5945 | 150.0653 | 89.2138
|  | 12 | 0.3926 | 20.7868 | 8.1609 | 0.4911 | 121.8192 | 59.8254 | 0.4116 | 118.1766 | 48.6415 | 0.4632 | 110.6447 | 51.2506 | 0.5732 | 168.3193 | 96.4806 | 0.5352 | 195.7264 | 104.7528 | 0.5679 | 69.898 | 39.6951 | 0.5471 | 77.5476 | 42.4263 | 0.5637 | 69.3217 | 39.0767 | 0.5902 | 100.2865 | 59.1891
|  | 13 | 0.4063 | 16.6911 | 6.7816 | 0.4904 | 90.8286 | 44.5423 | 0.4361 | 71.1536 | 31.0301 | 0.4818 | 105.0522 | 50.6142 | 0.5684 | 139.6312 | 79.3664 | 0.5322 | 196.2858 | 104.4633 | 0.5676 | 16.2115 | 9.2016 | 0.5464 | 59.7466 | 32.6456 | 0.5636 | 37.3094 | 21.0276 | 0.5872 | 52.3298 | 30.728
|  | 14 | 0.3903 | 26.146 | 10.2048 | 0.4853 | 58.4576 | 28.3695 | 0.426 | 50.5497 | 21.5342 | 0.4667 | 87.5252 | 40.848 | 0.5693 | 125.2621 | 71.3117 | 0.5348 | 195.8023 | 104.7151 | 0.5698 | 7.552 | 4.3031 | 0.5454 | 59.4342 | 32.4154 | 0.5654 | 4.7783 | 2.7017 | 0.6053 | 32.3416 | 19.5764
|  | 15 | 0.3775 | 14.4774 | 5.4652 | 0.4828 | 53.4144 | 25.7885 | 0.4122 | 41.4819 | 17.0989 | 0.4571 | 91.2748 | 41.7217 | 0.5722 | 102.9301 | 58.8966 | 0.5476 | 188.4935 | 103.2191 | 0.5715 | 12.45 | 7.1152 | 0.543 | 63.3305 | 34.3885 | 0.5652 | 2.8154 | 1.5913 | 0.6065 | 26.6107 | 16.1394
|  | 16 | 0.3786 | 16.0347 | 6.0707 | 0.4958 | 45.1134 | 22.3672 | 0.41 | 39.1892 | 16.0676 | 0.4651 | 110.2146 | 51.2608 | 0.5712 | 80.0949 | 45.7502 | 0.5546 | 179.1526 | 99.358 | 0.5722 | 18.0271 | 10.3151 | 0.5418 | 77.4768 | 41.9769 | 0.5652 | 4.4473 | 2.5136 | 0.594 | 19.2391 | 11.428
|  | 17 | 0.374 | 15.9205 | 5.9543 | 0.5163 | 35.5499 | 18.3544 | 0.407 | 33.0235 | 13.4406 | 0.4662 | 95.9948 | 44.7528 | 0.5671 | 71.2549 | 40.4087 | 0.5548 | 170.4021 | 94.5391 | 0.5719 | 22.4694 | 12.8503 | 0.5397 | 64.2222 | 34.6607 | 0.5659 | 0 | 0 | 0.5911 | 19.4607 | 11.5032
|  | 18 | 0.393 | 20.0491 | 7.8793 | 0.494 | 24.7861 | 12.2443 | 0.4043 | 48.7564 | 19.7122 | 0.4627 | 94.8144 | 43.8706 | 0.5896 | 72.6873 | 42.8564 | 0.5449 | 152.9812 | 83.3595 | 0.5702 | 17.2313 | 9.8253 | 0.5408 | 51.1103 | 27.6405 | 0.564 | 0 | 0 | 0.5917 | 32.4155 | 19.1803
|  | 19 | 0.3982 | 29.0054 | 11.55 | 0.4322 | 40.6268 | 17.5589 | 0.392 | 83.3552 | 32.6753 | 0.4528 | 119.4306 | 54.0782 | 0.5922 | 84.2561 | 49.8965 | 0.5672 | 162.9797 | 92.4421 | 0.5718 | 23.7083 | 13.5564 | 0.5543 | 85.7557 | 47.5344 | 0.5635 | 0 | 0 | 0.5913 | 38.8188 | 22.9535
|  | 20 | 0.4051 | 43.5087 | 17.6254 | 0.4338 | 41.314 | 17.922 | 0.403 | 65.7738 | 26.5068 | 0.4725 | 146.938 | 69.4282 | 0.6001 | 110.6169 | 66.3812 | 0.5607 | 140.1662 | 78.5912 | 0.5719 | 49.5527 | 28.3392 | 0.551 | 99.9257 | 55.0591 | 0.5634 | 0.047058 | 0.026512 | 0.5912 | 52.5643 | 31.076
|  | 21 | 0.4162 | 77.4415 | 32.2311 | 0.4499 | 29.6929 | 13.3589 | 0.4159 | 61.2724 | 25.4832 | 0.4933 | 176.4793 | 87.0573 | 0.5922 | 171.0016 | 101.2671 | 0.5484 | 164.9791 | 90.4745 | 0.5705 | 72.0719 | 41.117 | 0.5549 | 157.0184 | 87.1295 | 0.5626 | 0.020716 | 0.011655 | 0.5904 | 66.7058 | 39.3831
|  | 22 | 0.4194 | 77.892 | 32.6679 | 0.4671 | 19.0308 | 8.8893 | 0.4244 | 163.2587 | 69.287 | 0.5015 | 189.698 | 95.1335 | 0.576 | 183.547 | 105.7231 | 0.5369 | 193.2266 | 103.7434 | 0.5693 | 59.575 | 33.9161 | 0.5583 | 159.3815 | 88.9827 | 0.5621 | 4.9474 | 2.781 | 0.5882 | 66.6795 | 39.2209
|  | 23 | 0.4435 | 90.2395 | 40.0212 | 0.4888 | 24.7295 | 12.0878 | 0.4497 | 166.4924 | 74.8716 | 0.5276 | 186.5981 | 98.4492 | 0.5626 | 199.3768 | 112.1694 | 0.527 | 199.1495 | 104.9518 | 0.5795 | 56.7585 | 32.8915 | 0.5511 | 181.3343 | 99.9333 | 0.561 | 98.5013 | 55.2593 | 0.5877 | 65.7859 | 38.6624
|  | 24 | 0.4758 | 119.0129 | 56.6263 | 0.5164 | 63.3766 | 32.7277 | 0.4919 | 166.971 | 82.133 | 0.5623 | 194.0868 | 109.135 | 0.5536 | 200.4286 | 110.9573 | 0.5032 | 199.6305 | 100.4541 | 0.58 | 59.7475 | 34.6535 | 0.536 | 188.8172 | 101.206 | 0.5583 | 172.932 | 96.548 | 0.5893 | 111.8413 | 65.9081
| 28 | 1 | 0.5094 | 122.0763 | 62.1857 | 0.5514 | 135.3039 | 74.6066 | 0.5218 | 147.4919 | 76.9613 | 0.5677 | 196.9415 | 111.8037 | 0.5272 | 199.5844 | 105.2209 | 0.5175 | 198.3141 | 102.6276 | 0.547 | 56.7516 | 31.0431 | 0.5416 | 193.3423 | 104.7142 | 0.5776 | 174.4919 | 100.7865 | 0.6126 | 165.77 | 101.5507
|  | 2 | 0.5192 | 92.387 | 47.9673 | 0.5834 | 177.2274 | 103.3944 | 0.5526 | 136.5931 | 75.4814 | 0.5749 | 196.8664 | 113.1785 | 0.5288 | 191.2432 | 101.1294 | 0.5257 | 198.0391 | 104.1091 | 0.5363 | 71.047 | 38.1025 | 0.5451 | 196.0932 | 106.8904 | 0.5786 | 169.1591 | 97.8754 | 0.6046 | 180.4476 | 109.0986
|  | 3 | 0.5193 | 73.2831 | 38.0559 | 0.6089 | 195.8822 | 119.2727 | 0.5784 | 116.4957 | 67.3811 | 0.5763 | 197.3772 | 113.7485 | 0.5329 | 189.8574 | 101.175 | 0.5304 | 196.6618 | 104.3094 | 0.5422 | 46.7782 | 25.3631 | 0.547 | 191.8383 | 104.9355 | 0.5714 | 181.6621 | 103.8017 | 0.594 | 183.4826 | 108.9887
|  | 4 | 0.5186 | 70.574 | 36.5997 | 0.61 | 187.0996 | 114.1308 | 0.59 | 131.1219 | 77.3619 | 0.5794 | 197.4997 | 114.4313 | 0.5344 | 189.2418 | 101.1308 | 0.532 | 196.2427 | 104.4011 | 0.5458 | 51.0633 | 27.8704 | 0.5441 | 179.7988 | 97.8285 | 0.569 | 171.907 | 97.8151 | 0.5869 | 187.1059 | 109.8125
|  | 5 | 0.5185 | 133.8217 | 69.3866 | 0.6099 | 190.9157 | 116.4395 | 0.5867 | 174.5372 | 102.401 | 0.5771 | 196.3727 | 113.3267 | 0.5346 | 190.7812 | 101.9916 | 0.5308 | 196.3609 | 104.2283 | 0.5466 | 69.0147 | 37.7235 | 0.541 | 183.7624 | 99.4155 | 0.5713 | 149.8623 | 85.6163 | 0.5697 | 183.5878 | 104.5899
|  | 6 | 0.5121 | 162.0221 | 82.9715 | 0.6125 | 195.3557 | 119.6554 | 0.5642 | 171.799 | 96.929 | 0.5738 | 196.6561 | 112.8413 | 0.5349 | 194.9577 | 104.2829 | 0.5262 | 196.2071 | 103.2442 | 0.5477 | 96.1968 | 52.687 | 0.5323 | 184.5132 | 98.2164 | 0.5717 | 128.2117 | 73.2986 | 0.5762 | 182.7378 | 105.2935
|  | 7 | 0.4938 | 144.6052 | 71.4061 | 0.6129 | 188.0222 | 115.2388 | 0.5297 | 191.8868 | 101.6424 | 0.5651 | 197.2932 | 111.4904 | 0.5417 | 199.2476 | 107.9324 | 0.5185 | 196.1781 | 101.7183 | 0.5498 | 92.7739 | 51.0071 | 0.5483 | 165.434 | 90.7074 | 0.5819 | 116.4177 | 67.7435 | 0.5794 | 173.6584 | 100.6177
|  | 8 | 0.4685 | 169.1744 | 79.2582 | 0.6004 | 174.3688 | 104.691 | 0.4938 | 194.8319 | 96.208 | 0.5616 | 195.9271 | 110.0326 | 0.5446 | 139.5174 | 75.9812 | 0.5115 | 196.5723 | 100.5467 | 0.5417 | 61.5109 | 33.3205 | 0.5401 | 140.1556 | 75.698 | 0.5464 | 124.1473 | 67.8341 | 0.5762 | 136.1089 | 78.4259
|  | 9 | 0.4519 | 163.6618 | 73.9588 | 0.6071 | 145.7353 | 88.4759 | 0.4579 | 196.1647 | 89.8238 | 0.531 | 193.7873 | 102.901 | 0.5402 | 129.6556 | 70.0399 | 0.5012 | 198.6345 | 99.5556 | 0.5322 | 60.5662 | 32.2333 | 0.5605 | 145.1861 | 81.3768 | 0.5469 | 105.1505 | 57.5068 | 0.5694 | 150.5135 | 85.7024
|  | 10 | 0.4374 | 118.2265 | 51.7123 | 0.6033 | 111.9605 | 67.5458 | 0.4377 | 196.2201 | 85.8856 | 0.5125 | 192.1305 | 98.4669 | 0.5325 | 129.6742 | 69.0515 | 0.5069 | 196.4954 | 99.6035 | 0.5517 | 70.5882 | 38.9435 | 0.5537 | 144.4584 | 79.9866 | 0.5502 | 76.7752 | 42.2417 | 0.5664 | 119.5194 | 67.6958
|  | 11 | 0.4207 | 77.6622 | 32.6725 | 0.5968 | 86.7066 | 51.7465 | 0.4147 | 193.3832 | 80.196 | 0.4976 | 185.1222 | 92.1168 | 0.5432 | 129.6837 | 70.4442 | 0.5211 | 192.525 | 100.3248 | 0.5633 | 92.9637 | 52.3665 | 0.5478 | 163.3476 | 89.4818 | 0.5472 | 50.5911 | 27.6835 | 0.5685 | 96.9136 | 55.0954
|  | 12 | 0.4181 | 80.4663 | 33.643 | 0.5902 | 50.5808 | 29.8528 | 0.4053 | 182.7598 | 74.0725 | 0.4872 | 177.6195 | 86.5362 | 0.5549 | 150.7232 | 83.6363 | 0.5276 | 175.1427 | 92.4053 | 0.5697 | 70.8454 | 40.3606 | 0.5459 | 167.1711 | 91.2587 | 0.5578 | 38.1221 | 21.2645 | 0.5745 | 52.4983 | 30.1603
|  | 13 | 0.4339 | 75.9269 | 32.9447 | 0.5701 | 39.6449 | 22.6016 | 0.4217 | 172.9724 | 72.9424 | 0.4995 | 165.2838 | 82.5593 | 0.5533 | 154.4549 | 85.4599 | 0.5142 | 137.2924 | 70.5957 | 0.5706 | 56.0316 | 31.9717 | 0.5474 | 165.8576 | 90.7905 | 0.5616 | 28.5043 | 16.008 | 0.5773 | 30.4904 | 17.6021
|  | 14 | 0.4191 | 109.9115 | 46.0639 | 0.5587 | 28.5444 | 15.9477 | 0.406 | 146.9786 | 59.6733 | 0.4611 | 143.2977 | 66.0746 | 0.5512 | 125.3946 | 69.1175 | 0.5206 | 106.1855 | 55.2802 | 0.5728 | 29.5585 | 16.9311 | 0.5295 | 165.8888 | 87.8381 | 0.5632 | 24.0122 | 13.5237 | 0.5797 | 26.735 | 15.4983
|  | 15 | 0.4096 | 143.8178 | 58.9078 | 0.5852 | 23.176 | 13.5626 | 0.3927 | 129.0446 | 50.6758 | 0.4538 | 121.6538 | 55.2065 | 0.5539 | 95.2083 | 52.7359 | 0.526 | 77.0537 | 40.5302 | 0.574 | 46.5007 | 26.6914 | 0.5189 | 134.1847 | 69.6285 | 0.5643 | 29.9978 | 16.9278 | 0.579 | 30.9861 | 17.9409
|  | 16 | 0.4175 | 113.0407 | 47.1945 | 0.5865 | 25.3939 | 14.8935 | 0.3901 | 120.031 | 46.8241 | 0.4601 | 114.4334 | 52.6508 | 0.5608 | 74.7698 | 41.9309 | 0.5292 | 70.6916 | 37.41 | 0.571 | 55.8416 | 31.8855 | 0.5165 | 122.1984 | 63.1155 | 0.5636 | 28.1917 | 15.8889 | 0.5753 | 38.9446 | 22.4049
|  | 17 | 0.4238 | 87.9079 | 37.2553 | 0.5842 | 20.4534 | 11.9489 | 0.3881 | 96.5192 | 37.4591 | 0.4688 | 103.3772 | 48.4633 | 0.5731 | 65.203 | 37.3679 | 0.529 | 73.5732 | 38.9202 | 0.5631 | 45.3892 | 25.5587 | 0.5206 | 112.623 | 58.6315 | 0.5618 | 26.0781 | 14.6507 | 0.5735 | 45.5511 | 26.1235
|  | 18 | 0.4348 | 53.1017 | 23.0886 | 0.5423 | 29.1236 | 15.7937 | 0.3857 | 74.9322 | 28.9013 | 0.4637 | 112.5054 | 52.1688 | 0.5794 | 101.8725 | 59.0249 | 0.5229 | 62.2519 | 32.5515 | 0.5681 | 50.917 | 28.9259 | 0.5267 | 96.8136 | 50.9917 | 0.5579 | 26.2778 | 14.6604 | 0.5767 | 55.2097 | 31.8394
|  | 19 | 0.4255 | 76.9226 | 32.7306 | 0.4879 | 51.6592 | 25.2045 | 0.3748 | 86.088 | 32.2658 | 0.4359 | 83.7707 | 36.5157 | 0.5918 | 113.3569 | 67.0846 | 0.5292 | 62.4899 | 33.0696 | 0.5736 | 63.8794 | 36.6412 | 0.522 | 89.3851 | 46.659 | 0.5547 | 35.7885 | 19.8519 | 0.5905 | 75.88 | 44.8072
|  | 20 | 0.4225 | 73.273 | 30.9578 | 0.4825 | 54.6333 | 26.3606 | 0.3856 | 65.839 | 25.3875 | 0.4539 | 61.1557 | 27.7586 | 0.6026 | 146.9894 | 88.5758 | 0.5277 | 98.5707 | 52.0158 | 0.5736 | 109.769 | 62.9635 | 0.5298 | 144.764 | 76.696 | 0.5554 | 43.957 | 24.4137 | 0.6089 | 108.8678 | 66.2896
|  | 21 | 0.4319 | 97.6662 | 42.182 | 0.4936 | 53.1277 | 26.2238 | 0.3934 | 48.2695 | 18.9892 | 0.4712 | 111.7665 | 52.6644 | 0.5959 | 168.9778 | 100.6939 | 0.5241 | 169.0627 | 88.6058 | 0.5788 | 48.2159 | 27.9074 | 0.5398 | 178.7506 | 96.4896 | 0.5544 | 55.4875 | 30.7622 | 0.6059 | 122.2482 | 74.0702
|  | 22 | 0.434 | 111.777 | 48.5112 | 0.502 | 36.5405 | 18.3433 | 0.393 | 42.4896 | 16.6984 | 0.4903 | 165.2465 | 81.0204 | 0.584 | 196.6651 | 114.8524 | 0.5176 | 190.8683 | 98.7934 | 0.5609 | 55.0772 | 30.8928 | 0.5325 | 198.3678 | 105.6309 | 0.5546 | 81.3862 | 45.1368 | 0.5959 | 125.7328 | 74.9242
|  | 23 | 0.4513 | 118.9509 | 53.6825 | 0.5168 | 51.8774 | 26.8102 | 0.4137 | 94.4084 | 39.0567 | 0.5157 | 192.4992 | 99.2718 | 0.5746 | 200.1502 | 115.0063 | 0.4994 | 188.8468 | 94.3101 | 0.5338 | 179.2566 | 95.6872 | 0.5364 | 199.5872 | 107.0586 | 0.5524 | 47.3187 | 26.1389 | 0.5862 | 128.736 | 75.465
|  | 24 | 0.4858 | 136.9723 | 66.5411 | 0.549 | 67.762 | 37.2013 | 0.4548 | 106.4517 | 48.4142 | 0.5395 | 197.7246 | 106.6724 | 0.5648 | 199.4414 | 112.6445 | 0.5124 | 192.114 | 98.4392 | 0.5426 | 152.5579 | 82.7779 | 0.543 | 198.9351 | 108.0218 | 0.5595 | 37.8277 | 21.1646 | 0.5755 | 115.3236 | 66.3687
| 29 | 1 | 0.5247 | 185.5478 | 97.3569 | 0.6104 | 73.9949 | 45.1665 | 0.4986 | 148.7341 | 74.1588 | 0.5708 | 188.7267 | 107.7252 | 0.5379 | 199.302 | 107.2046 | 0.5233 | 195.6101 | 102.3628 | 0.5528 | 127.6773 | 70.58 | 0.55 | 198.8177 | 109.3498 | 0.5831 | 27.1462 | 15.8289 | 0.5841 | 118.8681 | 69.4309
|  | 2 | 0.5368 | 200.2435 | 107.4907 | 0.6345 | 99.939 | 63.4113 | 0.5364 | 167.5693 | 89.8842 | 0.5726 | 161.6033 | 92.5341 | 0.5371 | 190.5965 | 102.3694 | 0.5316 | 196.2027 | 104.3014 | 0.5352 | 108.2239 | 57.9214 | 0.5377 | 198.3031 | 106.6276 | 0.5735 | 118.7623 | 68.1102 | 0.5934 | 140.693 | 83.4872
|  | 3 | 0.5376 | 194.438 | 104.5299 | 0.6368 | 113.7071 | 72.4087 | 0.5581 | 181.5117 | 101.3017 | 0.5778 | 159.9137 | 92.3981 | 0.5403 | 167.5378 | 90.5207 | 0.5331 | 196.2592 | 104.6258 | 0.5215 | 154.1663 | 80.3977 | 0.5434 | 197.7201 | 107.4411 | 0.5598 | 180.9527 | 101.2973 | 0.6 | 166.4925 | 99.8955
|  | 4 | 0.5385 | 192.0838 | 103.4371 | 0.6367 | 84.6589 | 53.9023 | 0.565 | 171.8098 | 97.0725 | 0.583 | 166.6706 | 97.1689 | 0.5433 | 167.5367 | 91.0227 | 0.5344 | 196.145 | 104.8199 | 0.5227 | 84.5602 | 44.1996 | 0.5459 | 196.9883 | 107.5359 | 0.5601 | 157.5418 | 88.2391 | 0.5951 | 188.5556 | 112.2095
|  | 5 | 0.5379 | 196.4447 | 105.6676 | 0.6362 | 92.9005 | 59.1033 | 0.5563 | 148.7613 | 82.7559 | 0.5845 | 190.6393 | 111.4286 | 0.5408 | 167.5374 | 90.6042 | 0.535 | 195.5195 | 104.603 | 0.5234 | 69.8931 | 36.582 | 0.5457 | 196.2601 | 107.0991 | 0.5599 | 110.1317 | 61.6628 | 0.5866 | 186.6317 | 109.4782
|  | 6 | 0.5341 | 201.2991 | 107.5138 | 0.6315 | 70.6396 | 44.6089 | 0.5366 | 137.5476 | 73.8081 | 0.5837 | 186.435 | 108.8221 | 0.5318 | 155.9371 | 82.9273 | 0.5312 | 195.4018 | 103.7974 | 0.5241 | 84.4492 | 44.2598 | 0.5461 | 198.2989 | 108.291 | 0.56 | 73.661 | 41.2502 | 0.5704 | 184.0435 | 104.9784
|  | 7 | 0.5347 | 200.7628 | 107.3479 | 0.6278 | 63.7026 | 39.9925 | 0.5018 | 115.681 | 58.0487 | 0.5831 | 172.6303 | 100.6607 | 0.5487 | 111.6731 | 61.2751 | 0.5233 | 195.7138 | 102.4171 | 0.527 | 51.0247 | 26.89 | 0.5412 | 198.5204 | 107.4393 | 0.5759 | 51.9888 | 29.9404 | 0.5646 | 197.4611 | 111.4865
|  | 8 | 0.5137 | 193.1587 | 99.2256 | 0.6269 | 33.6946 | 21.1232 | 0.4707 | 126.3602 | 59.4778 | 0.5785 | 192.6329 | 111.4381 | 0.5676 | 180.0901 | 102.2192 | 0.5161 | 196.2027 | 101.2602 | 0.5275 | 35.8122 | 18.8909 | 0.5541 | 198.6342 | 110.0632 | 0.593 | 19.9933 | 11.8561 | 0.5646 | 174.3994 | 98.4659
|  | 9 | 0.4779 | 198.4916 | 94.8591 | 0.5789 | 11.6917 | 6.7683 | 0.4378 | 109.3394 | 47.8688 | 0.5708 | 190.4767 | 108.7241 | 0.5807 | 198.1581 | 115.0704 | 0.506 | 195.61 | 98.9786 | 0.5235 | 31.1247 | 16.2938 | 0.5395 | 195.4018 | 105.4193 | 0.569 | 12.9599 | 7.3742 | 0.5763 | 151.7599 | 87.4592
|  | 10 | 0.4602 | 196.1877 | 90.2856 | 0.5653 | 8.5801 | 4.8503 | 0.4244 | 86.7289 | 36.8077 | 0.5662 | 192.849 | 109.1911 | 0.5904 | 194.5955 | 114.8892 | 0.4995 | 193.3097 | 96.5582 | 0.5222 | 23.2195 | 12.1252 | 0.5337 | 184.5095 | 98.4727 | 0.5679 | 17.0695 | 9.6938 | 0.594 | 153.9195 | 91.4282
|  | 11 | 0.4419 | 169.7648 | 75.0191 | 0.5649 | 5.0069 | 2.8284 | 0.4027 | 89.7366 | 36.1369 | 0.557 | 180.5549 | 100.5691 | 0.599 | 194.6079 | 116.5701 | 0.5093 | 184.3646 | 93.8969 | 0.5392 | 31.094 | 16.7659 | 0.5327 | 176.9046 | 94.2371 | 0.5708 | 10.6512 | 6.0797 | 0.5833 | 129.3714 | 75.4623
|  | 12 | 0.4315 | 128.764 | 55.5617 | 0.5687 | 0.27268 | 0.15507 | 0.3967 | 81.3302 | 32.2637 | 0.5519 | 148.0063 | 81.6847 | 0.5931 | 194.1366 | 115.1424 | 0.5265 | 176.5743 | 92.9663 | 0.5519 | 23.5419 | 12.9928 | 0.5316 | 166.9263 | 88.738 | 0.5716 | 15.9023 | 9.0898 | 0.59 | 61.3911 | 36.2207
|  | 13 | 0.4434 | 96.9847 | 43.003 | 0.5903 | 15.4749 | 9.1348 | 0.4119 | 67.627 | 27.8556 | 0.5574 | 148.9066 | 83.0006 | 0.571 | 190.9366 | 109.0248 | 0.5184 | 158.797 | 82.3204 | 0.5497 | 20.1847 | 11.0956 | 0.5335 | 143.1087 | 76.3485 | 0.5633 | 15.673 | 8.8286 | 0.5924 | 32.0616 | 18.9933
|  | 14 | 0.4235 | 81.4367 | 34.4885 | 0.5736 | 23.3591 | 13.3988 | 0.3935 | 49.4975 | 19.4773 | 0.5712 | 111.9327 | 63.936 | 0.5809 | 186.56 | 108.3727 | 0.5289 | 127.565 | 67.4691 | 0.551 | 14.233 | 7.8424 | 0.5385 | 121.717 | 65.5446 | 0.5564 | 19.796 | 11.0145 | 0.5917 | 23.4688 | 13.8865
|  | 15 | 0.4087 | 71.2314 | 29.1123 | 0.5553 | 17.1239 | 9.5089 | 0.3826 | 44.3224 | 16.9578 | 0.5728 | 114.2138 | 65.4217 | 0.5884 | 184.8813 | 108.7842 | 0.5343 | 106.2296 | 56.7585 | 0.5516 | 14.2536 | 7.8623 | 0.5509 | 95.541 | 52.6335 | 0.5573 | 21.4361 | 11.9463 | 0.5944 | 16.5547 | 9.8401
|  | 16 | 0.4092 | 75.3164 | 30.8195 | 0.5581 | 13.5951 | 7.5874 | 0.3801 | 41.583 | 15.8057 | 0.5669 | 92.1228 | 52.2244 | 0.5902 | 181.1929 | 106.94 | 0.5352 | 100.8362 | 53.9675 | 0.5498 | 17.4938 | 9.6181 | 0.5512 | 85.2916 | 47.0127 | 0.5566 | 34.9959 | 19.4787 | 0.5948 | 8.1308 | 4.8362
|  | 17 | 0.4219 | 53.4649 | 22.5568 | 0.5579 | 13.8448 | 7.724 | 0.3814 | 32.1942 | 12.2789 | 0.5504 | 82.1224 | 45.2002 | 0.5883 | 173.4988 | 102.0693 | 0.5305 | 92.3271 | 48.9795 | 0.5456 | 18.6242 | 10.1614 | 0.536 | 96.9222 | 51.9503 | 0.5548 | 38.8198 | 21.5372 | 0.5943 | 17.5419 | 10.4251
|  | 18 | 0.4437 | 36.4139 | 16.1568 | 0.5761 | 7.728 | 4.4521 | 0.3919 | 41.4398 | 16.2403 | 0.5027 | 106.4825 | 53.5288 | 0.5836 | 180.7314 | 105.4748 | 0.5257 | 73.9787 | 38.8906 | 0.5365 | 25.9286 | 13.9107 | 0.5388 | 88.7435 | 47.815 | 0.5552 | 36.4425 | 20.2329 | 0.5902 | 20.9557 | 12.3681
|  | 19 | 0.4465 | 54.6623 | 24.4067 | 0.5537 | 4.5602 | 2.525 | 0.3822 | 81.8841 | 31.2961 | 0.4408 | 79.5061 | 35.0463 | 0.6023 | 187.7497 | 113.0817 | 0.5283 | 61.2299 | 32.3477 | 0.5648 | 65.9401 | 37.243 | 0.5327 | 119.0772 | 63.4324 | 0.5579 | 26.4096 | 14.7339 | 0.5799 | 20.9042 | 12.1224
|  | 20 | 0.4378 | 50.9702 | 22.3147 | 0.564 | 18.1069 | 10.2123 | 0.3969 | 95.1795 | 37.7767 | 0.4659 | 68.2268 | 31.7869 | 0.5936 | 196.5818 | 116.691 | 0.5229 | 75.7799 | 39.6253 | 0.5667 | 99.3194 | 56.2843 | 0.5388 | 152.6127 | 82.2277 | 0.5604 | 25.8132 | 14.4657 | 0.5907 | 37.6847 | 22.2604
|  | 21 | 0.4509 | 74.178 | 33.4468 | 0.563 | 32.8175 | 18.4763 | 0.412 | 122.0648 | 50.2907 | 0.4976 | 106.082 | 52.7864 | 0.5794 | 198.3909 | 114.9477 | 0.5115 | 94.3327 | 48.2512 | 0.5566 | 89.6455 | 49.8967 | 0.5314 | 164.7235 | 87.5341 | 0.5611 | 20.7398 | 11.6371 | 0.5932 | 49.3074 | 29.2492
|  | 22 | 0.4574 | 92.3732 | 42.2515 | 0.5613 | 50.1779 | 28.1648 | 0.4141 | 158.1064 | 65.4719 | 0.5266 | 125.5336 | 66.106 | 0.5733 | 198.2968 | 113.6835 | 0.5022 | 115.7024 | 58.1058 | 0.5479 | 117.8277 | 64.5578 | 0.5308 | 177.2458 | 94.0821 | 0.5651 | 34.495 | 19.4931 | 0.5885 | 59.6866 | 35.1256
|  | 23 | 0.4762 | 95.399 | 45.429 | 0.5896 | 53.1331 | 31.3273 | 0.4272 | 172.7895 | 73.8157 | 0.5604 | 170.4849 | 95.5397 | 0.5659 | 198.3086 | 112.2228 | 0.5047 | 138.2347 | 69.7671 | 0.532 | 153.6226 | 81.7272 | 0.5366 | 174.3024 | 93.5307 | 0.565 | 47.3896 | 26.7751 | 0.5844 | 95.9071 | 56.0481
|  | 24 | 0.5102 | 114.2383 | 58.2844 | 0.6341 | 11.5899 | 7.3492 | 0.4669 | 197.2198 | 92.0819 | 0.5734 | 182.0238 | 104.3724 | 0.5387 | 198.2797 | 106.8133 | 0.5159 | 187.1038 | 96.5269 | 0.5416 | 145.2224 | 78.6524 | 0.5466 | 183.8034 | 100.467 | 0.5752 | 48.7937 | 28.0661 | 0.5784 | 126.0028 | 72.88
| 30 | 1 | 0.5413 | 118.7044 | 64.2547 | 0.6527 | 0.87801 | 0.57308 | 0.5123 | 189.923 | 97.2975 | 0.5794 | 188.0893 | 108.9789 | 0.5146 | 198.3372 | 102.0643 | 0.5268 | 197.6298 | 104.1114 | 0.5511 | 159.9811 | 88.1656 | 0.558 | 193.9416 | 108.2194 | 0.5666 | 41.715 | 23.6357 | 0.5869 | 114.1608 | 67.001
|  | 2 | 0.5433 | 130.182 | 70.7279 | 0.6639 | 0 | 0 | 0.5433 | 174.2675 | 94.6796 | 0.5888 | 171.3099 | 100.8673 | 0.5246 | 197.9269 | 103.8325 | 0.533 | 198.0828 | 105.5781 | 0.5417 | 185.1028 | 100.2702 | 0.5675 | 192.3145 | 109.1385 | 0.5656 | 66.414 | 37.5638 | 0.5942 | 141.8178 | 84.2681
|  | 3 | 0.5358 | 146.2734 | 78.3733 | 0.6588 | 0.4348 | 0.28645 | 0.5674 | 183.818 | 104.2984 | 0.5914 | 166.3582 | 98.3842 | 0.5317 | 198.0153 | 105.2847 | 0.5371 | 197.6102 | 106.1364 | 0.5253 | 184.8043 | 97.0777 | 0.5512 | 197.8997 | 109.0823 | 0.564 | 81.3578 | 45.8858 | 0.5987 | 143.6653 | 86.0124
|  | 4 | 0.5409 | 162.6945 | 88.0015 | 0.6478 | 0 | 0 | 0.5749 | 177.2332 | 101.8914 | 0.6004 | 159.9253 | 96.0192 | 0.5344 | 197.9242 | 105.7707 | 0.5391 | 195.3545 | 105.3156 | 0.521 | 183.358 | 95.5295 | 0.5431 | 198.1379 | 107.6087 | 0.5633 | 81.2109 | 45.7461 | 0.5925 | 163.106 | 96.6403
|  | 5 | 0.5395 | 133.7273 | 72.1459 | 0.6522 | 3.003 | 1.9585 | 0.5742 | 176.1687 | 101.1561 | 0.6031 | 168.1714 | 101.4242 | 0.5338 | 197.61 | 105.4842 | 0.5379 | 196.7444 | 105.8288 | 0.5251 | 165.775 | 87.0484 | 0.5429 | 198.083 | 107.5393 | 0.5683 | 111.3323 | 63.2701 | 0.5902 | 174.1043 | 102.7564
|  | 6 | 0.5388 | 157.6007 | 84.9153 | 0.6636 | 0.79549 | 0.52789 | 0.5501 | 187.6176 | 103.2085 | 0.6063 | 155.9851 | 94.5738 | 0.5259 | 194.534 | 102.3054 | 0.5336 | 197.7862 | 105.5387 | 0.5396 | 128.7564 | 69.477 | 0.5427 | 198.0392 | 107.4759 | 0.6052 | 112.8428 | 68.2924 | 0.5763 | 187.6403 | 108.1371
|  | 7 | 0.5413 | 180.8379 | 97.8876 | 0.6622 | 0 | 0 | 0.5141 | 167.7228 | 86.2263 | 0.615 | 184.3204 | 113.3571 | 0.5151 | 194.6969 | 100.2884 | 0.5288 | 197.4898 | 104.4326 | 0.5503 | 76.4578 | 42.0747 | 0.5539 | 198.0635 | 109.7074 | 0.6137 | 74.7488 | 45.8734 | 0.5788 | 99.1289 | 57.3758
|  | 8 | 0.5416 | 171.6019 | 92.9396 | 0.6627 | 0 | 0 | 0.4809 | 165.4094 | 79.5454 | 0.5928 | 170.7799 | 101.2383 | 0.5338 | 186.48 | 99.543 | 0.5211 | 198.3553 | 103.3629 | 0.5383 | 42.492 | 22.8734 | 0.562 | 196.8904 | 110.6524 | 0.6087 | 78.1033 | 47.5415 | 0.5989 | 55.1435 | 33.0254
|  | 9 | 0.5326 | 162.2494 | 86.414 | 0.6506 | 0 | 0 | 0.4456 | 175.6918 | 78.2883 | 0.6141 | 165.7294 | 101.7745 | 0.5583 | 187.2806 | 104.5588 | 0.5083 | 199.2403 | 101.2739 | 0.5572 | 27.6391 | 15.4005 | 0.5462 | 193.2316 | 105.5431 | 0.584 | 102.9085 | 60.0986 | 0.584 | 42.5019 | 24.8211
|  | 10 | 0.5299 | 170.1993 | 90.1886 | 0.6346 | 0 | 0 | 0.4263 | 168.7256 | 71.9277 | 0.6032 | 122.2581 | 73.7461 | 0.5648 | 185.9925 | 105.0486 | 0.4947 | 196.6197 | 97.2678 | 0.5758 | 5.8735 | 3.382 | 0.5301 | 178.9703 | 94.8721 | 0.5842 | 89.3714 | 52.2108 | 0.5811 | 10.456 | 6.076
|  | 11 | 0.5338 | 142.8295 | 76.2424 | 0.618 | 0.25048 | 0.1548 | 0.4082 | 130.5657 | 53.2969 | 0.591 | 99.6513 | 58.8939 | 0.5705 | 164.0835 | 93.6096 | 0.4967 | 191.6879 | 95.2114 | 0.5648 | 5.2373 | 2.958 | 0.5702 | 163.681 | 93.3309 | 0.5816 | 79.214 | 46.0709 | 0.5966 | 7.1137 | 4.244
|  | 12 | 0.5265 | 103.4922 | 54.4886 | 0.6082 | 12.8732 | 7.8295 | 0.3992 | 87.1418 | 34.787 | 0.5834 | 97.6739 | 56.983 | 0.5705 | 136.2237 | 77.7156 | 0.5069 | 177.8694 | 90.162 | 0.5623 | 2.4847 | 1.3972 | 0.579 | 142.1834 | 82.3242 | 0.5808 | 48.2959 | 28.0503 | 0.6037 | 1.2616 | 0.76164
|  | 13 | 0.5328 | 75.8813 | 40.4295 | 0.6308 | 20.6618 | 13.0335 | 0.4063 | 70.3971 | 28.6023 | 0.584 | 84.7232 | 49.4784 | 0.5672 | 134.7128 | 76.4091 | 0.5021 | 142.2776 | 71.4376 | 0.5693 | 7.6538 | 4.3573 | 0.5736 | 89.893 | 51.5626 | 0.5831 | 34.5891 | 20.1689 | 0.6062 | 1.315 | 0.79714
|  | 14 | 0.5286 | 50.5505 | 26.721 | 0.6129 | 34.4082 | 21.0888 | 0.3888 | 61.6945 | 23.9868 | 0.5842 | 116.9859 | 68.3432 | 0.5673 | 133.4039 | 75.6801 | 0.5164 | 97.4188 | 50.3071 | 0.5623 | 7.9618 | 4.4769 | 0.5885 | 51.639 | 30.3896 | 0.5833 | 43.7981 | 25.5474 | 0.6105 | 0.43584 | 0.26608
|  | 15 | 0.525 | 32.4321 | 17.0269 | 0.5994 | 39.5545 | 23.709 | 0.3763 | 46.9632 | 17.6723 | 0.5851 | 87.6881 | 51.3063 | 0.5758 | 112.2063 | 64.6084 | 0.5282 | 64.5048 | 34.0714 | 0.5612 | 10.0536 | 5.6421 | 0.5888 | 35.2593 | 20.7607 | 0.5831 | 52.6135 | 30.6789 | 0.6147 | 9.2507 | 5.6864
|  | 16 | 0.5217 | 34.3379 | 17.9141 | 0.5999 | 34.1381 | 20.4795 | 0.3764 | 50.5774 | 19.0373 | 0.5848 | 51.2243 | 29.956 | 0.5804 | 81.0891 | 47.0641 | 0.529 | 67.8491 | 35.8922 | 0.5609 | 13.7546 | 7.715 | 0.5887 | 33.0652 | 19.4655 | 0.5828 | 78.7613 | 45.9021 | 0.6101 | 17.4446 | 10.6429
|  | 17 | 0.5064 | 38.1093 | 19.2985 | 0.6159 | 19.1102 | 11.7699 | 0.3783 | 52.8857 | 20.0066 | 0.5791 | 32.8813 | 19.0415 | 0.5823 | 50.2521 | 29.2618 | 0.5146 | 73.4046 | 37.774 | 0.5602 | 16.0869 | 9.0119 | 0.5878 | 41.2904 | 24.2705 | 0.5759 | 104.6747 | 60.2822 | 0.605 | 3.6269 | 2.1943
|  | 18 | 0.4898 | 43.6217 | 21.3659 | 0.6432 | 3.9232 | 2.5234 | 0.3838 | 81.9762 | 31.4625 | 0.5345 | 32.3449 | 17.2884 | 0.5845 | 36.1358 | 21.1214 | 0.4954 | 65.8461 | 32.6201 | 0.5698 | 21.4653 | 12.231 | 0.5679 | 42.9593 | 24.3966 | 0.5711 | 42.7602 | 24.4203 | 0.5948 | 0.44013 | 0.26179
|  | 19 | 0.4574 | 55.8415 | 25.5419 | 0.5767 | 7.8908 | 4.5506 | 0.3761 | 83.5152 | 31.4101 | 0.4571 | 52.2156 | 23.8678 | 0.6023 | 67.0597 | 40.39 | 0.513 | 55.938 | 28.6962 | 0.5649 | 49.8227 | 28.1448 | 0.5643 | 72.1085 | 40.6908 | 0.5948 | 26.7926 | 15.9362 | 0.5887 | 0.9389 | 0.55273
|  | 20 | 0.4482 | 136.5648 | 61.2083 | 0.5434 | 6.4981 | 3.531 | 0.3962 | 91.8939 | 36.4084 | 0.4807 | 96.935 | 46.5967 | 0.594 | 129.7852 | 77.0924 | 0.5055 | 67.9279 | 34.3376 | 0.5639 | 84.3012 | 47.5374 | 0.5665 | 62.4633 | 35.3854 | 0.5992 | 41.415 | 24.8159 | 0.6086 | 1.6103 | 0.98001
|  | 21 | 0.4681 | 182.6129 | 85.4811 | 0.5237 | 34.2196 | 17.9208 | 0.4068 | 102.9706 | 41.8885 | 0.5069 | 163.6168 | 82.9374 | 0.5839 | 189.2072 | 110.4781 | 0.4997 | 128.3809 | 64.1519 | 0.568 | 94.4678 | 53.6577 | 0.5604 | 51.6508 | 28.9451 | 0.5979 | 64.8686 | 38.7849 | 0.6125 | 15.5238 | 9.5083
|  | 22 | 0.4889 | 191.5439 | 93.6458 | 0.4997 | 94.146 | 47.0447 | 0.4038 | 113.4396 | 45.8069 | 0.5333 | 148.5073 | 79.199 | 0.5795 | 187.0418 | 108.3907 | 0.4946 | 150.1059 | 74.2424 | 0.5674 | 105.4806 | 59.8497 | 0.5627 | 71.8853 | 40.4499 | 0.5708 | 96.0424 | 54.821 | 0.6136 | 23.4263 | 14.3744
|  | 23 | 0.5144 | 174.142 | 89.5786 | 0.5151 | 127.3251 | 65.5852 | 0.4261 | 130.0078 | 55.3963 | 0.5522 | 183.0151 | 101.0609 | 0.5664 | 189.6521 | 107.4189 | 0.4775 | 175.7384 | 83.9151 | 0.5749 | 137.267 | 78.9148 | 0.5528 | 140.5181 | 77.6784 | 0.5779 | 59.5783 | 34.4303 | 0.6138 | 5.5123 | 3.3835
|  | 24 | 0.5329 | 179.544 | 95.679 | 0.5346 | 127.3251 | 68.068 | 0.4629 | 155.8967 | 72.1646 | 0.5779 | 198.3532 | 114.6283 | 0.5459 | 189.9587 | 103.6985 | 0.4795 | 189.166 | 90.7051 | 0.5442 | 183.9646 | 100.1135 | 0.5319 | 121.6385 | 64.6995 | 0.5787 | 75.6631 | 43.7862 | 0.6032 | 17.0898 | 10.3086
| 31 | 1 | 0.5354 | 179.1872 | 95.9368 | 0.5354 | 0 |  | 0.5114 | 179.0391 | 91.5606 | 0.5114 | 0 |  | 0.5132 | 186.9099 |  | 0.485 | 196.8876 |  | 0 | 0 |  | 0.5453 | 175.267 |  | 0.5453 | 0 |  | 0.588 | 9.778
|  | 2 | 0.5348 | 194.379 | 103.9539 | 0.5348 | 0 |  | 0.5478 | 150.6348 | 82.5177 | 0.5478 | 0 |  | 0.5237 | 184.6659 |  | 0.4892 | 198.7762 |  | 0.5606 | 0 |  | 0.5543 | 189.3087 |  | 0.5543 | 0 |  | 0.5812 | 6.7594
|  | 3 | 0.5308 | 200.1049 | 106.2157 | 0.5308 | 0 |  | 0.5665 | 151.1807 | 85.6439 | 0.5665 | 0 |  | 0.5305 | 195.5546 |  | 0.4917 | 200.0968 |  | 0 | 0 |  | 0.5596 | 177.8414 |  | 0.5596 | 0 |  | 0.586 | 10.7674
|  | 4 | 0.5349 | 194.4401 | 104.006 | 0.5349 | 0 |  | 0.5691 | 175.2864 | 99.7555 | 0.5691 | 0 |  | 0.5311 | 198.7815 |  | 0.4945 | 199.9111 |  | 0 | 0 |  | 0.5643 | 191.0185 |  | 0.5643 | 0 |  | 0.5891 | 19.0346
|  | 5 | 0.5366 | 141.8884 | 76.1373 | 0.5366 | 0 |  | 0.566 | 151.1645 | 85.5591 | 0.566 | 0 |  | 0.5273 | 199.792 |  | 0.4941 | 199.1664 |  | 0 | 0 |  | 0.5637 | 191.2455 |  | 0.5637 | 0 |  | 0.5932 | 15.5011
|  | 6 | 0.539 | 113.9372 | 61.4121 | 0.539 | 0 |  | 0.5445 | 143.75 | 78.2719 | 0.5445 | 0 |  | 0.5107 | 199.7113 |  | 0.4932 | 198.6155 |  | 0 | 0 |  | 0.5641 | 195.3838 |  | 0.5641 | 0 |  | 0.6001 | 1.4362
|  | 7 | 0.5335 | 125.7042 | 67.0632 | 0.5335 | 0 |  | 0.5065 | 141.6342 | 71.7377 | 0.5065 | 0 |  | 0.5034 | 199.6104 |  | 0.4938 | 199.1033 |  | 0 | 0 |  | 0.5587 | 190.2023 |  | 0.5587 | 0 |  | 0.5978 | 4.8202
|  | 8 | 0.5375 | 125.5765 | 67.4974 | 0.5375 | 0 |  | 0.4718 | 133.5633 | 63.0152 | 0.4718 | 0 |  | 0.5212 | 196.4049 |  | 0.4896 | 191.5997 |  | 0 | 0 |  | 0.548 | 191.4481 |  | 0.548 | 0 |  | 0.5978 | 1.0597
|  | 9 | 0.5389 | 102.3427 | 55.1525 | 0.5389 | 0 |  | 0.4344 | 104.6149 | 45.4447 | 0.4344 | 0 |  | 0.5486 | 182.5048 |  | 0.4829 | 164.5663 |  | 0 | 0 |  | 0.5325 | 164.4047 |  | 0.5325 | 0 |  | 0.584 | 3.8333
|  | 10 | 0.5351 | 98.026 | 52.4537 | 0.5351 | 0 |  | 0.4175 | 97.256 | 40.6044 | 0.4175 | 0 |  | 0.5541 | 182.9492 |  | 0.5115 | 164.5833 |  | 0 | 0 |  | 0.5557 | 112.3059 |  | 0.5557 | 0 |  | 0.5746 | 0.91421
|  | 11 | 0.5375 | 76.9036 | 41.3357 | 0.5375 | 0 |  | 0.399 | 77.8513 | 31.0627 | 0.399 | 0 |  | 0.5663 | 159.3262 |  | 0.5185 | 176.8941 |  | 0 | 0 |  | 0.5726 | 89.4394 |  | 0.5726 | 0 |  | 0.5819 | 18.4499
|  | 12 | 0.5339 | 77.2627 | 41.2506 | 0.5339 | 0 |  | 0.3678 | 65.9214 | 24.2459 | 0.3678 | 0 |  | 0.571 | 120.0357 |  | 0.5182 | 148.7718 |  | 0 | 0 |  | 0.5741 | 84.2796 |  | 0.5741 | 0 |  | 0.583 | 11.2434
|  | 13 | 0.5339 | 63.1369 | 33.7088 | 0.5339 | 0 |  | 0.3813 | 60.5174 | 23.0753 | 0.3813 | 0 |  | 0.558 | 106.1653 |  | 0.5204 | 110.3516 |  | 0 | 0 |  | 0.574 | 65.2545 |  | 0.574 | 0 |  | 0.5799 | 4.3112
|  | 14 | 0.5314 | 64.7593 | 34.4131 | 0.5314 | 0 |  | 0.383 | 41.4543 | 15.877 | 0.383 | 0 |  | 0.5698 | 96.0905 |  | 0.5231 | 66.7575 |  | 0 | 0 |  | 0.5756 | 44.8209 |  | 0.5756 | 0 |  | 0.5813 | 7.3761
|  | 15 | 0.5217 | 68.0184 | 35.4852 | 0.5217 | 0 |  | 0.3732 | 27.8678 | 10.4003 | 0.3732 | 0 |  | 0.5783 | 82.0063 |  | 0.5248 | 49.7629 |  | 0 | 0 |  | 0.5759 | 34.8117 |  | 0.5759 | 0 |  | 0.5817 | 72.835
|  | 16 | 0.5212 | 65.1328 | 33.9472 | 0.5212 | 0 |  | 0.3763 | 28.847 | 10.8551 | 0.3763 | 0 |  | 0.5774 | 66.6607 |  | 0.5246 | 44.7043 |  | 0 | 0 |  | 0.5759 | 32.1715 |  | 0.5759 | 0 |  | 0.5814 | 52.3722
|  | 17 | 0.5154 | 47.9115 | 24.6936 | 0.5154 | 0 |  | 0.3852 | 25.1062 | 9.6709 | 0.3852 | 0 |  | 0.5748 | 59.3778 |  | 0.5275 | 41.6155 |  | 0 | 0 |  | 0.572 | 36.4453 |  | 0.572 | 0 |  | 0.5818 | 8.5158
|  | 18 | 0.5147 | 24.6824 | 12.704 | 0.5147 | 0 |  | 0.3998 | 30.6344 | 12.2476 | 0.3998 | 0 |  | 0.5652 | 57.3451 |  | 0.5447 | 36.3799 |  | 0 | 0 |  | 0.56 | 36.2216 |  | 0.56 | 0 |  | 0.5793 | 23.8674
|  | 19 | 0.4613 | 26.2566 | 12.1122 | 0.4613 | 0 |  | 0.3944 | 37.461 | 14.7746 | 0.3944 | 0 |  | 0.5828 | 84.7791 |  | 0.5669 | 52.3937 |  | 0 | 0 |  | 0.5552 | 48.9837 |  | 0.5552 | 0 |  | 0.5818 | 0.007823
|  | 20 | 0.4474 | 34.0856 | 15.2499 | 0.4474 | 0 |  | 0.4134 | 35.7247 | 14.7686 | 0.4134 | 0 |  | 0.5734 | 131.923 |  | 0.5662 | 81.5683 |  | 0 | 0 |  | 0.5587 | 62.0647 |  | 0.5587 | 0 |  | 0.5907 | 0
|  | 21 | 0.4417 | 86.535 | 38.2225 | 0.4417 | 0 |  | 0.429 | 49.2388 | 21.1234 | 0.429 | 0 |  | 0.5583 | 153.3469 |  | 0.5521 | 111.7561 |  | 0 | 0 |  | 0.544 | 94.2914 |  | 0.544 | 0 |  | 0.5975 | 3.8673
|  | 22 | 0.4467 | 104.6633 | 46.7531 | 0.4467 | 0 |  | 0.4301 | 38.853 | 16.7107 | 0.4301 | 0 |  | 0.551 | 180.5141 |  | 0.5242 | 144.7544 |  | 0 | 0 |  | 0.5371 | 116.7769 |  | 0.5371 | 0 |  | 0.5954 | 32.1114
|  | 23 | 0.4452 | 120.5534 | 53.6704 | 0.4452 | 0 |  | 0.446 | 47.6123 | 21.2351 | 0.446 | 0 |  | 0.5443 | 193.8665 |  | 0.5168 | 171.2823 |  | 0 | 0 |  | 0.5335 | 170.3181 |  | 0.5335 | 0 |  | 0.5876 | 26.7704
|  | 24 | 0.4306 | 160.1459 | 68.9588 | 0.4306 | 0 |  | 0.456 | 94.8224 | 43.239 | 0.456 | 0 |  | 0.5161 | 193.9056 |  | 0.4927 | 167.5353 |  | 0 | 0 |  | 0.5512 | 190.0618 |  | 0.5512 | 0 |  | 0.5975 | 68.6878
| TOTAL |  |  | 38680.6901 |  |  | 41926.9247 |  |  | 68399.1544 |  |  | 101402.3634 |  |  | 97970.9735 |  |  | 114404.9488 |  |  | 94747.7163 |  |  | 86518.2728 |  |  | 61960.6756 |  |  | 62525.9518
| EGpj,h - CONSOLIDATED |  |  | 38680.6901 |  |  | 41926.9247 |  |  | 68399.1544 |  |  | 101402.3634 |  |  | 97970.9735 |  |  | 114404.9488 |  |  | 94747.7163 |  |  | 86518.2728 |  |  | 61960.6756 |  |  | 62525.9518

## EF2020
Grid Emission Factor Calculation
Monitored parameter or determined ex-post
Validated parameter
| EGPJ,h = | 643748.5582 | MWh/year
| EGPJ,y = | 643748.5582 | MWh/year
Combined Margin Emission Factor
| wOM = | 0.75 | According to TOOL07 |  | EFgrid,CM,2020 = | 0.33454 | tCO2/MWh
| wBM = | 0.25 | According to TOOL07
Build Margin (BM)
| EFgrid,BM,2019 = | 0.102 | tCO2/MWh
Operation Margin (OM)
| EFgrid,OM,2020 = | 0.41206 | tCO2/MWh
Hourly emission factor of the grid (EFEL,DD,h in tCO2/MWh)
| Day | Hour | 2020
|  |  | January |  |  | February |  |  | March |  |  | April |  |  | May |  |  | June |  |  | July |  |  | August |  |  | September
|  |  | EFEL,DD,h | EGPJ,h | EFEL,DD,h x EGPJ,h | EFEL,DD,h | EGPJ,h | EFEL,DD,h x EGPJ,h | EFEL,DD,h | EGPJ,h | EFEL,DD,h x EGPJ,h | EFEL,DD,h | EGPJ,h | EFEL,DD,h x EGPJ,h | EFEL,DD,h | EGPJ,h | EFEL,DD,h x EGPJ,h | EFEL,DD,h | EGPJ,h | EFEL,DD,h x EGPJ,h | EFEL,DD,h | EGPJ,h | EFEL,DD,h x EGPJ,h | EFEL,DD,h | EGPJ,h | EFEL,DD,h x EGPJ,h | EFEL,DD,h | EGPJ,h | EFEL,DD,h x EGPJ,h
| 1 | 1 | 0.5681 | 114.2864 | 64.9261 | 0.5786 | 0 | 0 | 0.4699 | 27.1283 | 12.7476 | 0.3302 | 159.2219 | 52.5751 | 0.3084 | 145.8169 | 44.9699 | 0.5096 | 65.1202 | 33.1853 | 0.4469 | 121.2134 | 54.1703 | 0.4833 | 202.5261 | 97.8808 | 0.2633 | 202.5765 | 53.3384
|  | 2 | 0.5531 | 100.5401 | 55.6087 | 0.5824 | 0.60431 | 0.35195 | 0.4852 | 31.5136 | 15.2904 | 0.3536 | 162.3553 | 57.4088 | 0.3226 | 180.4641 | 58.2177 | 0.5566 | 50.5166 | 28.1175 | 0.4761 | 130.1137 | 61.9471 | 0.4941 | 202.2569 | 99.9351 | 0.287 | 201.6637 | 57.8775
|  | 3 | 0.5527 | 16.6077 | 9.1791 | 0.5896 | 0 | 0 | 0.5053 | 26.3773 | 13.3284 | 0.3927 | 184.8751 | 72.6005 | 0.3513 | 183.5672 | 64.4871 | 0.5631 | 44.3138 | 24.9531 | 0.4914 | 153.9215 | 75.637 | 0.4772 | 202.0531 | 96.4197 | 0.3081 | 196.4643 | 60.5306
|  | 4 | 0.5535 | 14.421 | 7.982 | 0.5824 | 0.032902 | 0.019162 | 0.5182 | 24.2266 | 12.5542 | 0.4039 | 196.449 | 79.3458 | 0.3616 | 196.7437 | 71.1425 | 0.5659 | 42.5492 | 24.0786 | 0.501 | 162.7887 | 81.5571 | 0.4675 | 202.1394 | 94.5002 | 0.3157 | 175.3172 | 55.3476
|  | 5 | 0.5569 | 9.7385 | 5.4234 | 0.5851 | 0.0918 | 0.053712 | 0.5274 | 25.8673 | 13.6424 | 0.4072 | 192.0148 | 78.1884 | 0.3705 | 192.4263 | 71.2939 | 0.5653 | 54.9171 | 31.0446 | 0.507 | 188.755 | 95.6988 | 0.4676 | 202.6067 | 94.7389 | 0.3192 | 180.2404 | 57.5327
|  | 6 | 0.5638 | 10.2428 | 5.7749 | 0.5829 | 5.7149 | 3.3312 | 0.5395 | 58.9425 | 31.7995 | 0.4068 | 189.7862 | 77.205 | 0.3773 | 167.3856 | 63.1546 | 0.5647 | 62.6144 | 35.3584 | 0.4847 | 202.0972 | 97.9565 | 0.4672 | 202.6062 | 94.6576 | 0.3173 | 202.3427 | 64.2033
|  | 7 | 0.563 | 40.4075 | 22.7494 | 0.5647 | 4.0893 | 2.3092 | 0.5663 | 59.3787 | 33.6262 | 0.4068 | 195.0158 | 79.3324 | 0.4002 | 148.1164 | 59.2762 | 0.5564 | 76.7166 | 42.6851 | 0.4619 | 197.3417 | 91.1521 | 0.4669 | 202.5491 | 94.5702 | 0.3143 | 201.9708 | 63.4794
|  | 8 | 0.5559 | 34.9103 | 19.4066 | 0.582 | 12.7301 | 7.4089 | 0.5689 | 17.1683 | 9.7671 | 0.391 | 185.7755 | 72.6382 | 0.4048 | 181.8406 | 73.6091 | 0.5191 | 93.2118 | 48.3863 | 0.4344 | 183.2539 | 79.6055 | 0.4671 | 202.0079 | 94.3579 | 0.2998 | 200.4613 | 60.0983
|  | 9 | 0.5566 | 24.9588 | 13.8921 | 0.5773 | 4.9922 | 2.882 | 0.5495 | 12.8919 | 7.0841 | 0.3682 | 143.6446 | 52.89 | 0.394 | 170.1862 | 67.0534 | 0.4749 | 94.8028 | 45.0219 | 0.4028 | 169.7012 | 68.3557 | 0.487 | 174.5917 | 85.0262 | 0.2833 | 200.2885 | 56.7417
|  | 10 | 0.5571 | 17.8736 | 9.9574 | 0.5896 | 0.013592 | 0.0080138 | 0.5289 | 0.15105 | 0.079891 | 0.3567 | 138.798 | 49.5093 | 0.3795 | 152.8114 | 57.9919 | 0.4592 | 70.7527 | 32.4896 | 0.3699 | 128.5809 | 47.5621 | 0.4975 | 202.8472 | 100.9165 | 0.2776 | 199.0368 | 55.2526
|  | 11 | 0.5544 | 10.8856 | 6.035 | 0.5852 | 1.9083 | 1.1168 | 0.5196 | 1.2326 | 0.64047 | 0.3452 | 129.0839 | 44.5598 | 0.3525 | 115.5236 | 40.7221 | 0.4457 | 37.3253 | 16.6359 | 0.3551 | 95.0822 | 33.7637 | 0.4995 | 202.4846 | 101.1411 | 0.2757 | 199.9706 | 55.1319
|  | 12 | 0.5541 | 4.8846 | 2.7066 | 0.5853 | 0.001649 | 0.00096516 | 0.5087 | 0.021467 | 0.01092 | 0.3368 | 110.5321 | 37.2272 | 0.334 | 86.548 | 28.907 | 0.4352 | 40.4437 | 17.6011 | 0.3522 | 82.3476 | 29.0028 | 0.5001 | 199.8696 | 99.9548 | 0.2794 | 199.8693 | 55.8435
|  | 13 | 0.5575 | 5.6873 | 3.1707 | 0.5868 | 0.070327 | 0.041268 | 0.5065 | 0.31945 | 0.1618 | 0.3363 | 87.2889 | 29.3552 | 0.3263 | 76.3469 | 24.912 | 0.4402 | 24.0979 | 10.6079 | 0.3559 | 64.1184 | 22.8198 | 0.5004 | 197.4382 | 98.7981 | 0.285 | 196.9592 | 56.1334
|  | 14 | 0.5607 | 1.4624 | 0.81998 | 0.5873 | 0.000501 | 0.00029424 | 0.5094 | 0.40766 | 0.20766 | 0.3184 | 84.7442 | 26.9825 | 0.3235 | 72.013 | 23.2962 | 0.4262 | 16.809 | 7.164 | 0.3393 | 32.5891 | 11.0575 | 0.5009 | 190.992 | 95.6679 | 0.2727 | 191.2482 | 52.1534
|  | 15 | 0.5593 | 0 | 0 | 0.5871 | 0.37084 | 0.21772 | 0.5026 | 3.9499 | 1.9852 | 0.3068 | 76.646 | 23.515 | 0.3279 | 71.4766 | 23.4372 | 0.414 | 12.5675 | 5.203 | 0.336 | 17.5108 | 5.8836 | 0.4978 | 177.3707 | 88.2951 | 0.2642 | 190.4268 | 50.3108
|  | 16 | 0.5569 | 0 | 0 | 0.5868 | 3.892 | 2.2838 | 0.4928 | 0 | 0 | 0.3043 | 88.0345 | 26.7889 | 0.3271 | 90.25 | 29.5208 | 0.4058 | 21.597 | 8.7641 | 0.3424 | 22.4941 | 7.702 | 0.4872 | 166.7062 | 81.2193 | 0.2601 | 183.6484 | 47.767
|  | 17 | 0.5502 | 0 | 0 | 0.5817 | 17.2069 | 10.0093 | 0.4843 | 12.5802 | 6.0926 | 0.3028 | 92.3992 | 27.9785 | 0.3133 | 80.065 | 25.0844 | 0.4002 | 14.3194 | 5.7306 | 0.3367 | 20.5641 | 6.9239 | 0.4693 | 197.1018 | 92.4999 | 0.2584 | 183.6907 | 47.4657
|  | 18 | 0.5436 | 0 | 0 | 0.5794 | 11.8007 | 6.8373 | 0.4636 | 0.80334 | 0.37243 | 0.3079 | 74.3964 | 22.9066 | 0.2879 | 85.6937 | 24.6712 | 0.3931 | 16.7117 | 6.5694 | 0.3325 | 31.4382 | 10.4532 | 0.4252 | 169.6582 | 72.1387 | 0.2626 | 129.539 | 34.017
|  | 19 | 0.5585 | 0 | 0 | 0.5754 | 18.4517 | 10.6171 | 0.4264 | 0.99298 | 0.42341 | 0.2904 | 151.0814 | 43.874 | 0.2596 | 130.4846 | 33.8738 | 0.3673 | 27.6618 | 10.1602 | 0.3106 | 61.7312 | 19.1737 | 0.3678 | 161.9726 | 59.5735 | 0.2346 | 108.179 | 25.3788
|  | 20 | 0.5607 | 0 | 0 | 0.5669 | 9.879 | 5.6004 | 0.4039 | 0 | 0 | 0.2863 | 175.0772 | 50.1246 | 0.271 | 109.2352 | 29.6027 | 0.3852 | 36.0053 | 13.8693 | 0.3257 | 50.8855 | 16.5734 | 0.3814 | 191.3204 | 72.9696 | 0.2444 | 149.1459 | 36.4513
|  | 21 | 0.5614 | 0 | 0 | 0.5722 | 46.9115 | 26.8427 | 0.4087 | 0.000113 | 4.6183e-05 | 0.2948 | 138.855 | 40.9345 | 0.2824 | 117.1016 | 33.0695 | 0.4067 | 51.692 | 21.0231 | 0.3456 | 49.4182 | 17.0789 | 0.4146 | 198.9828 | 82.4983 | 0.2567 | 185.7871 | 47.6915
|  | 22 | 0.5593 | 0 | 0 | 0.5772 | 58.2651 | 33.6306 | 0.4189 | 0.51593 | 0.21612 | 0.298 | 163.4505 | 48.7082 | 0.2921 | 124.1488 | 36.2639 | 0.4209 | 68.274 | 28.7365 | 0.3603 | 106.3524 | 38.3188 | 0.4421 | 202.2929 | 89.4337 | 0.2594 | 190.6585 | 49.4568
|  | 23 | 0.5612 | 0 | 0 | 0.5832 | 80.2994 | 46.8306 | 0.4312 | 2.6273 | 1.1329 | 0.3051 | 184.6118 | 56.3251 | 0.3067 | 119.5241 | 36.6581 | 0.4492 | 62.3207 | 27.9944 | 0.3854 | 164.8413 | 63.5299 | 0.4768 | 196.6896 | 93.7816 | 0.2726 | 201.9872 | 55.0617
|  | 24 | 0.5553 | 3.5544 | 1.9737 | 0.5738 | 74.1922 | 42.5715 | 0.4471 | 0.91961 | 0.41116 | 0.3158 | 176.9102 | 55.8682 | 0.3244 | 117.5671 | 38.1388 | 0.4838 | 74.5241 | 36.0548 | 0.4211 | 184.594 | 77.7325 | 0.499 | 199.2884 | 99.4449 | 0.2987 | 177.0321 | 52.8795
| 2 | 1 | 0.5468 | 2.8912 | 1.5809 | 0.5821 | 115.7059 | 67.3524 | 0.4538 | 0 | 0 | 0.3372 | 176.2544 | 59.433 | 0.3193 | 136.8561 | 43.6981 | 0.5039 | 95.5461 | 48.1457 | 0.4605 | 173.899 | 80.0805 | 0.4822 | 202.4735 | 97.6327 | 0.3225 | 145.9165 | 47.0581
|  | 2 | 0.5548 | 4.1415 | 2.2977 | 0.5901 | 39.134 | 23.093 | 0.4744 | 0 | 0 | 0.3571 | 181.3958 | 64.7764 | 0.3322 | 137.0436 | 45.5259 | 0.5395 | 100.1439 | 54.0276 | 0.4916 | 185.8914 | 91.3842 | 0.4689 | 202.5632 | 94.9819 | 0.3421 | 168.518 | 57.65
|  | 3 | 0.5586 | 0.45494 | 0.25413 | 0.575 | 64.0559 | 36.8322 | 0.4887 | 0.91801 | 0.44863 | 0.3749 | 173.8631 | 65.1813 | 0.3501 | 165.9374 | 58.0947 | 0.557 | 121.7109 | 67.793 | 0.5094 | 198.2201 | 100.9733 | 0.4727 | 202.5747 | 95.7571 | 0.3545 | 193.4684 | 68.5845
|  | 4 | 0.562 | 0 | 0 | 0.5664 | 29.9247 | 16.9494 | 0.4999 | 2.4383 | 1.2189 | 0.3882 | 166.247 | 64.5371 | 0.3631 | 175.8806 | 63.8622 | 0.5708 | 107.1499 | 61.1612 | 0.4687 | 200.7896 | 94.1101 | 0.4746 | 202.6256 | 96.1661 | 0.3583 | 199.4924 | 71.4781
|  | 5 | 0.5635 | 0 | 0 | 0.5706 | 30.2068 | 17.236 | 0.5 | 78.0103 | 39.0052 | 0.3957 | 138.902 | 54.9635 | 0.3688 | 156.699 | 57.7906 | 0.572 | 107.5643 | 61.5268 | 0.4666 | 202.3568 | 94.4197 | 0.4757 | 202.6182 | 96.3855 | 0.333 | 201.7807 | 67.193
|  | 6 | 0.5654 | 0.069946 | 0.039547 | 0.5757 | 78.6568 | 45.2827 | 0.4816 | 105.4007 | 50.761 | 0.3908 | 125.3434 | 48.9842 | 0.3656 | 120.4582 | 44.0395 | 0.5592 | 116.4066 | 65.0945 | 0.4564 | 201.5436 | 91.9845 | 0.4768 | 202.6173 | 96.6079 | 0.3237 | 198.5459 | 64.2693
|  | 7 | 0.5647 | 0.48405 | 0.27334 | 0.5846 | 40.4598 | 23.6528 | 0.4603 | 31.1651 | 14.3453 | 0.3997 | 103.5836 | 41.4024 | 0.3637 | 74.7451 | 27.1848 | 0.543 | 103.4051 | 56.149 | 0.4341 | 188.2994 | 81.7408 | 0.4741 | 201.0044 | 95.2962 | 0.3126 | 163.1817 | 51.0106
|  | 8 | 0.5519 | 4.4012 | 2.429 | 0.584 | 4.7747 | 2.7885 | 0.4269 | 9.5418 | 4.0734 | 0.3856 | 108.5133 | 41.8427 | 0.3568 | 74.7356 | 26.6657 | 0.5048 | 95.4113 | 48.1636 | 0.4046 | 147.8458 | 59.8184 | 0.4784 | 200.0382 | 95.6983 | 0.2998 | 170.9849 | 51.2613
|  | 9 | 0.5569 | 9.7275 | 5.4173 | 0.5793 | 3.2526 | 1.8842 | 0.388 | 0.75098 | 0.29138 | 0.3596 | 94.724 | 34.0628 | 0.3442 | 111.3408 | 38.3235 | 0.4707 | 74.0817 | 34.8702 | 0.3775 | 108.8518 | 41.0915 | 0.4762 | 202.5465 | 96.4527 | 0.297 | 195.8205 | 58.1587
|  | 10 | 0.5648 | 5.1355 | 2.9005 | 0.5761 | 38.4513 | 22.1518 | 0.3724 | 1.0616 | 0.39534 | 0.3437 | 58.6464 | 20.1568 | 0.3326 | 99.1959 | 32.9925 | 0.4512 | 44.0486 | 19.8747 | 0.3625 | 63.5107 | 23.0226 | 0.4767 | 202.1613 | 96.3703 | 0.2885 | 202.3068 | 58.3655
|  | 11 | 0.5607 | 4.8165 | 2.7006 | 0.573 | 3.1781 | 1.821 | 0.3605 | 1.6823 | 0.60646 | 0.3282 | 40.3911 | 13.2563 | 0.3174 | 79.6514 | 25.2814 | 0.4369 | 50.6513 | 22.1295 | 0.3525 | 50.9893 | 17.9737 | 0.4748 | 201.9096 | 95.8667 | 0.2786 | 200.5876 | 55.8837
|  | 12 | 0.5597 | 4.4865 | 2.5111 | 0.5703 | 14.6425 | 8.3506 | 0.3588 | 0.008156 | 0.0029264 | 0.3185 | 38.2373 | 12.1786 | 0.3084 | 65.9594 | 20.3419 | 0.437 | 42.5697 | 18.603 | 0.3503 | 52.4262 | 18.3649 | 0.4721 | 199.2288 | 94.0559 | 0.2781 | 202.2344 | 56.2414
|  | 13 | 0.5615 | 0.94184 | 0.52884 | 0.5685 | 15.9086 | 9.044 | 0.3724 | 0.41524 | 0.15464 | 0.3175 | 30.9548 | 9.8281 | 0.3012 | 38.7594 | 11.6743 | 0.4442 | 27.5235 | 12.226 | 0.3543 | 50.9114 | 18.0379 | 0.4718 | 198.0864 | 93.4571 | 0.2878 | 199.2873 | 57.3549
|  | 14 | 0.5573 | 2.3889 | 1.3314 | 0.5663 | 7.6542 | 4.3346 | 0.3612 | 1.9599 | 0.70792 | 0.3066 | 42.1488 | 12.9228 | 0.2966 | 24.0244 | 7.1256 | 0.4265 | 20.9568 | 8.9381 | 0.3381 | 30.8714 | 10.4376 | 0.4721 | 191.7536 | 90.5269 | 0.2805 | 165.6461 | 46.4637
|  | 15 | 0.555 | 4.0865 | 2.268 | 0.5679 | 12.396 | 7.0397 | 0.3515 | 5.9415 | 2.0884 | 0.2973 | 63.1364 | 18.7704 | 0.2948 | 16.0473 | 4.7307 | 0.4149 | 5.3166 | 2.2059 | 0.3276 | 15.4961 | 5.0765 | 0.4719 | 174.5278 | 82.3597 | 0.2778 | 140.3024 | 38.976
|  | 16 | 0.5553 | 25.2105 | 13.9994 | 0.5678 | 15.4129 | 8.7515 | 0.3543 | 10.3056 | 3.6513 | 0.2967 | 51.3783 | 15.2439 | 0.2886 | 14.5496 | 4.199 | 0.4072 | 0.14905 | 0.060693 | 0.324 | 13.4005 | 4.3418 | 0.477 | 172.8514 | 82.4501 | 0.278 | 145.3778 | 40.415
|  | 17 | 0.5586 | 63.3949 | 35.4124 | 0.5676 | 40.0706 | 22.7441 | 0.3557 | 0 | 0 | 0.2992 | 54.5392 | 16.3181 | 0.2792 | 23.3247 | 6.5123 | 0.3949 | 2.4507 | 0.96777 | 0.3161 | 14.5347 | 4.5944 | 0.5021 | 164.2777 | 82.4838 | 0.2755 | 166.8028 | 45.9542
|  | 18 | 0.5637 | 31.1251 | 17.5452 | 0.5877 | 28.0405 | 16.4794 | 0.3753 | 24.4288 | 9.1681 | 0.307 | 53.8453 | 16.5305 | 0.2551 | 31.95 | 8.1505 | 0.3812 | 16.9579 | 6.4643 | 0.3098 | 35.5058 | 10.9997 | 0.4741 | 159.5177 | 75.6273 | 0.2797 | 179.9805 | 50.3405
|  | 19 | 0.5651 | 27.2244 | 15.3845 | 0.574 | 19.7789 | 11.3531 | 0.3765 | 45.3021 | 17.0562 | 0.2876 | 63.0842 | 18.143 | 0.2282 | 40.9414 | 9.3428 | 0.3665 | 28.4961 | 10.4438 | 0.2896 | 71.3313 | 20.6576 | 0.3936 | 161.141 | 63.4251 | 0.2482 | 125.9461 | 31.2598
|  | 20 | 0.5567 | 43.7515 | 24.3565 | 0.5811 | 27.4861 | 15.9722 | 0.3562 | 51.2865 | 18.2683 | 0.2831 | 71.8739 | 20.3475 | 0.2332 | 46.1824 | 10.7697 | 0.3863 | 40.356 | 15.5895 | 0.2981 | 76.2732 | 22.7371 | 0.4054 | 186.0902 | 75.4409 | 0.2491 | 83.1092 | 20.7025
|  | 21 | 0.5543 | 20.7967 | 11.5276 | 0.5803 | 13.2553 | 7.6921 | 0.3566 | 14.4658 | 5.1585 | 0.2902 | 67.9328 | 19.7141 | 0.2486 | 61.4617 | 15.2794 | 0.4037 | 40.7519 | 16.4515 | 0.3144 | 86.38 | 27.1579 | 0.4474 | 180.3802 | 80.7021 | 0.26 | 149.167 | 38.7834
|  | 22 | 0.5533 | 3.7619 | 2.0815 | 0.5805 | 6.6191 | 3.8424 | 0.3554 | 9.317 | 3.3113 | 0.2889 | 73.5143 | 21.2383 | 0.2616 | 52.5573 | 13.749 | 0.4101 | 37.2546 | 15.2781 | 0.3227 | 115.392 | 37.237 | 0.4795 | 184.9363 | 88.677 | 0.2662 | 152.0025 | 40.4631
|  | 23 | 0.5569 | 0 | 0 | 0.58 | 7.7751 | 4.5095 | 0.3711 | 6.4677 | 2.4001 | 0.2957 | 88.2188 | 26.0863 | 0.2769 | 42.5691 | 11.7874 | 0.424 | 35.8088 | 15.1829 | 0.3434 | 164.2298 | 56.3965 | 0.4917 | 183.8246 | 90.3865 | 0.2843 | 164.6428 | 46.808
|  | 24 | 0.5568 | 0 | 0 | 0.5712 | 10.9947 | 6.2802 | 0.3952 | 6.3097 | 2.4936 | 0.3118 | 82.9833 | 25.8742 | 0.2957 | 54.3106 | 16.0596 | 0.4597 | 45.6174 | 20.9703 | 0.3407 | 184.1653 | 62.7451 | 0.4725 | 140.2775 | 66.2811 | 0.3196 | 200.4952 | 64.0783
| 3 | 1 | 0.5448 | 0 | 0 | 0.5806 | 3.2399 | 1.8811 | 0.413 | 5.9242 | 2.4467 | 0.3299 | 123.3969 | 40.7086 | 0.3202 | 97.5868 | 31.2473 | 0.5006 | 97.7311 | 48.9242 | 0.3553 | 199.0006 | 70.7049 | 0.4643 | 109.0991 | 50.6547 | 0.3445 | 202.3362 | 69.7048
|  | 2 | 0.5536 | 0 | 0 | 0.5876 | 0.82944 | 0.48738 | 0.4059 | 10.7719 | 4.3723 | 0.3535 | 144.196 | 50.9733 | 0.3392 | 93.1728 | 31.6042 | 0.539 | 129.4227 | 69.7588 | 0.3775 | 201.5251 | 76.0757 | 0.4678 | 125.883 | 58.8881 | 0.3654 | 182.4917 | 66.6825
|  | 3 | 0.5585 | 0.73379 | 0.40982 | 0.5703 | 0.14483 | 0.082595 | 0.4174 | 10.7449 | 4.4849 | 0.3712 | 160.9059 | 59.7283 | 0.354 | 67.3423 | 23.8392 | 0.5645 | 136.1941 | 76.8816 | 0.4053 | 200.8921 | 81.4216 | 0.4699 | 141.6031 | 66.5393 | 0.3843 | 189.531 | 72.8368
|  | 4 | 0.5605 | 0 | 0 | 0.5645 | 5.4452 | 3.0738 | 0.4241 | 3.5193 | 1.4926 | 0.3819 | 163.2021 | 62.3269 | 0.3588 | 52.4746 | 18.8279 | 0.5714 | 139.4122 | 79.6601 | 0.4437 | 199.9267 | 88.7075 | 0.4707 | 196.7946 | 92.6312 | 0.3901 | 188.7315 | 73.6242
|  | 5 | 0.5612 | 0 | 0 | 0.5616 | 24.3575 | 13.6792 | 0.4256 | 0.92618 | 0.39418 | 0.3867 | 151.1105 | 58.4344 | 0.358 | 40.7432 | 14.5861 | 0.5763 | 133.3485 | 76.8487 | 0.4656 | 197.6461 | 92.024 | 0.4703 | 200.0084 | 94.0639 | 0.3877 | 186.668 | 72.3712
|  | 6 | 0.5654 | 0 | 0 | 0.5727 | 27.9857 | 16.0274 | 0.4132 | 5.5967 | 2.3126 | 0.387 | 152.7525 | 59.1152 | 0.3607 | 40.7451 | 14.6968 | 0.569 | 129.0245 | 73.4149 | 0.465 | 201.8946 | 93.881 | 0.4674 | 202.3916 | 94.5978 | 0.3766 | 163.9701 | 61.7511
|  | 7 | 0.5658 | 4.4672 | 2.5276 | 0.5819 | 31.5032 | 18.3317 | 0.3964 | 1.0836 | 0.42953 | 0.3961 | 158.1753 | 62.6532 | 0.373 | 33.3961 | 12.4567 | 0.5517 | 167.8365 | 92.5954 | 0.4456 | 201.8555 | 89.9468 | 0.4636 | 202.373 | 93.8201 | 0.369 | 157.3497 | 58.0621
|  | 8 | 0.5554 | 6.1064 | 3.3915 | 0.5739 | 40.3235 | 23.1417 | 0.3703 | 8.5311 | 3.1591 | 0.3754 | 131.1205 | 49.2226 | 0.3766 | 20.7649 | 7.8201 | 0.501 | 170.8639 | 85.6028 | 0.4196 | 191.6268 | 80.4066 | 0.4868 | 201.555 | 98.117 | 0.3465 | 156.0745 | 54.0798
|  | 9 | 0.5441 | 0.11151 | 0.060674 | 0.581 | 69.2452 | 40.2315 | 0.3411 | 6.0613 | 2.0675 | 0.3486 | 95.8641 | 33.4182 | 0.3782 | 37.1011 | 14.0317 | 0.4659 | 128.9416 | 60.0739 | 0.3955 | 187.284 | 74.0708 | 0.4954 | 202.1703 | 100.1551 | 0.3236 | 155.1869 | 50.2185
|  | 10 | 0.5529 | 0 | 0 | 0.5774 | 61.2709 | 35.3778 | 0.3279 | 1.1517 | 0.37763 | 0.3329 | 61.5036 | 20.4746 | 0.3542 | 54.4772 | 19.2958 | 0.45 | 107.4816 | 48.3667 | 0.3861 | 184.1127 | 71.0859 | 0.4699 | 202.1902 | 95.0092 | 0.3107 | 171.5285 | 53.2939
|  | 11 | 0.5612 | 0 | 0 | 0.5755 | 45.9393 | 26.4381 | 0.3201 | 3.0038 | 0.9615 | 0.323 | 49.0042 | 15.8284 | 0.3349 | 40.7214 | 13.6376 | 0.4359 | 118.7757 | 51.7743 | 0.3754 | 152.6951 | 57.3217 | 0.4485 | 200.0291 | 89.7131 | 0.3004 | 163.4731 | 49.1073
|  | 12 | 0.5607 | 5.3635 | 3.0073 | 0.5749 | 28.1787 | 16.1999 | 0.3134 | 2.8227 | 0.88464 | 0.318 | 51.1 | 16.2498 | 0.3208 | 36.5317 | 11.7194 | 0.4357 | 96.9478 | 42.2401 | 0.3723 | 114.506 | 42.6306 | 0.4434 | 198.9917 | 88.2329 | 0.2939 | 149.2696 | 43.8703
|  | 13 | 0.5594 | 24.9223 | 13.9416 | 0.5753 | 8.0948 | 4.657 | 0.3209 | 1.8699 | 0.60006 | 0.3232 | 14.5579 | 4.7051 | 0.317 | 22.6814 | 7.19 | 0.44 | 76.3362 | 33.5879 | 0.3746 | 89.8865 | 33.6715 | 0.4471 | 196.7197 | 87.9534 | 0.2915 | 140.8537 | 41.0589
|  | 14 | 0.5621 | 11.6941 | 6.5733 | 0.5735 | 3.6826 | 2.112 | 0.3102 | 0 | 0 | 0.3141 | 5.7884 | 1.8181 | 0.3172 | 12.9169 | 4.0972 | 0.4132 | 51.7932 | 21.401 | 0.3583 | 90.7937 | 32.5314 | 0.4252 | 191.1966 | 81.2968 | 0.2655 | 125.2192 | 33.2457
|  | 15 | 0.5621 | 21.5968 | 12.1395 | 0.5549 | 2.331 | 1.2935 | 0.3021 | 10.6759 | 3.2252 | 0.3073 | 1.6184 | 0.49733 | 0.3161 | 11.9095 | 3.7646 | 0.414 | 46.175 | 19.1164 | 0.3478 | 78.3747 | 27.2587 | 0.4097 | 190.0892 | 77.8796 | 0.2583 | 105.6957 | 27.3012
|  | 16 | 0.5596 | 18.941 | 10.5994 | 0.5637 | 6.2871 | 3.544 | 0.3021 | 12.4913 | 3.7736 | 0.3085 | 0.024202 | 0.0074663 | 0.3087 | 15.6568 | 4.8333 | 0.4135 | 47.2829 | 19.5515 | 0.3436 | 52.86 | 18.1627 | 0.3998 | 192.2992 | 76.8812 | 0.2569 | 116.4392 | 29.9132
|  | 17 | 0.5588 | 9.0506 | 5.0575 | 0.5777 | 11.8551 | 6.8487 | 0.3034 | 8.0753 | 2.45 | 0.319 | 7.9e-05 | 2.5201e-05 | 0.2959 | 20.3841 | 6.0316 | 0.401 | 46.1804 | 18.5184 | 0.3442 | 42.9288 | 14.7761 | 0.3893 | 192.5273 | 74.9509 | 0.2613 | 120.6701 | 31.5311
|  | 18 | 0.5561 | 0.44942 | 0.24992 | 0.5863 | 2.4979 | 1.4645 | 0.3197 | 0.81636 | 0.26099 | 0.3263 | 0.000832 | 0.00027148 | 0.2381 | 19.7294 | 4.6976 | 0.3918 | 59.9193 | 23.4764 | 0.3415 | 74.4438 | 25.4226 | 0.3848 | 199.7573 | 76.8666 | 0.2795 | 128.2216 | 35.8379
|  | 19 | 0.5599 | 0 | 0 | 0.5914 | 7.1886 | 4.2513 | 0.3183 | 0 | 0 | 0.2836 | 0 | 0 | 0.2046 | 34.722 | 7.1041 | 0.3734 | 110.2333 | 41.1611 | 0.3206 | 110.5679 | 35.4481 | 0.3477 | 199.2848 | 69.2913 | 0.2686 | 129.0415 | 34.6605
|  | 20 | 0.5548 | 22.4174 | 12.4372 | 0.5861 | 33.0473 | 19.369 | 0.3017 | 0 | 0 | 0.2767 | 0 | 0 | 0.22 | 40.9578 | 9.0107 | 0.3948 | 125.0545 | 49.3715 | 0.3477 | 141.412 | 49.169 | 0.3598 | 196.0221 | 70.5288 | 0.276 | 155.4477 | 42.9036
|  | 21 | 0.5525 | 13.974 | 7.7206 | 0.5842 | 43.0978 | 25.1777 | 0.3042 | 0 | 0 | 0.2877 | 0 | 0 | 0.2363 | 63.61 | 15.031 | 0.4146 | 114.1195 | 47.314 | 0.3754 | 150.1953 | 56.3833 | 0.3831 | 199.4211 | 76.3982 | 0.2897 | 189.2304 | 54.82
|  | 22 | 0.5524 | 0.036966 | 0.02042 | 0.5808 | 16.902 | 9.8167 | 0.3026 | 0 | 0 | 0.2773 | 0 | 0 | 0.2543 | 95.4339 | 24.2688 | 0.4234 | 142.607 | 60.3798 | 0.389 | 192.9475 | 75.0566 | 0.3935 | 193.6757 | 76.2114 | 0.2872 | 192.7544 | 55.3591
|  | 23 | 0.558 | 0 | 0 | 0.5862 | 6.4333 | 3.7712 | 0.3159 | 0.000169 | 5.3387e-05 | 0.2712 | 0 | 0 | 0.2679 | 133.3882 | 35.7347 | 0.4513 | 178.9158 | 80.7447 | 0.4134 | 193.5672 | 80.0207 | 0.4231 | 197.5838 | 83.5977 | 0.2965 | 198.7158 | 58.9192
|  | 24 | 0.5548 | 0 | 0 | 0.5877 | 8.5946 | 5.0511 | 0.3252 | 0 | 0 | 0.2791 | 0 | 0 | 0.2866 | 151.082 | 43.3001 | 0.4924 | 158.2178 | 77.9064 | 0.4537 | 185.3991 | 84.1156 | 0.4669 | 199.9412 | 93.3525 | 0.3211 | 200.3153 | 64.3212
| 4 | 1 | 0.5471 | 1.8017 | 0.98572 | 0.5795 | 16.3808 | 9.4927 | 0.3119 | 0.40856 | 0.12743 | 0.2699 | 0 | 0 | 0.3047 | 131.6534 | 40.1148 | 0.5255 | 182.8937 | 96.1107 | 0.4998 | 199.5113 | 99.7157 | 0.4972 | 200.3729 | 99.6254 | 0.3546 | 202.2669 | 71.7238
|  | 2 | 0.558 | 0.20428 | 0.11399 | 0.5878 | 28.9579 | 17.0215 | 0.317 | 1.4301 | 0.45335 | 0.2741 | 0 | 0 | 0.323 | 131.6507 | 42.5232 | 0.5564 | 176.8325 | 98.3896 | 0.532 | 193.0238 | 102.6886 | 0.4917 | 202.5354 | 99.5867 | 0.3833 | 202.2617 | 77.5269
|  | 3 | 0.5602 | 0 | 0 | 0.5873 | 46.3706 | 27.2335 | 0.3282 | 4.0035 | 1.3139 | 0.2871 | 0 | 0 | 0.3352 | 131.6437 | 44.127 | 0.5747 | 176.4367 | 101.3982 | 0.558 | 187.5008 | 104.6255 | 0.4744 | 202.5155 | 96.0733 | 0.4007 | 201.6741 | 80.8108
|  | 4 | 0.5635 | 0 | 0 | 0.5883 | 28.4829 | 16.7565 | 0.3425 | 2.5362 | 0.86863 | 0.2961 | 0 | 0 | 0.3364 | 112.6615 | 37.8993 | 0.5773 | 160.9931 | 92.9413 | 0.5701 | 198.9967 | 113.448 | 0.4676 | 200.3797 | 93.6976 | 0.4066 | 199.4747 | 81.1064
|  | 5 | 0.5653 | 0 | 0 | 0.5856 | 9.5356 | 5.5841 | 0.336 | 3.4861 | 1.1713 | 0.3015 | 0 | 0 | 0.3326 | 86.7271 | 28.8454 | 0.5769 | 147.7747 | 85.2512 | 0.5691 | 195.5879 | 111.3091 | 0.4685 | 199.664 | 93.5426 | 0.4057 | 200.3596 | 81.2859
|  | 6 | 0.5708 | 0 | 0 | 0.5962 | 0.044687 | 0.026642 | 0.321 | 0 | 0 | 0.3118 | 0.53992 | 0.16835 | 0.3221 | 86.7233 | 27.9336 | 0.5671 | 125.4576 | 71.147 | 0.5645 | 198.5347 | 112.0728 | 0.4817 | 198.3296 | 95.5354 | 0.3788 | 201.2544 | 76.2352
|  | 7 | 0.5766 | 0 | 0 | 0.5941 | 7.9652 | 4.7322 | 0.312 | 4.7059 | 1.4683 | 0.3404 | 2.3495 | 0.79976 | 0.3138 | 137.1167 | 43.0272 | 0.5454 | 131.6482 | 71.801 | 0.5642 | 199.309 | 112.4502 | 0.4945 | 199.2212 | 98.5149 | 0.362 | 199.227 | 72.1202
|  | 8 | 0.5686 | 0 | 0 | 0.5799 | 2.3792 | 1.3797 | 0.2909 | 4.2937 | 1.249 | 0.3467 | 2.2293 | 0.7729 | 0.2843 | 179.8451 | 51.13 | 0.5149 | 114.4037 | 58.9065 | 0.5651 | 189.4604 | 107.0641 | 0.4965 | 196.4001 | 97.5126 | 0.3405 | 201.2202 | 68.5155
|  | 9 | 0.5592 | 0.16808 | 0.093988 | 0.5846 | 4.3215 | 2.5263 | 0.272 | 0.002389 | 0.00064981 | 0.333 | 4.5278 | 1.5078 | 0.2585 | 160.7529 | 41.5546 | 0.4743 | 113.681 | 53.9189 | 0.5369 | 189.9055 | 101.9603 | 0.4715 | 198.5468 | 93.6148 | 0.318 | 200.4832 | 63.7537
|  | 10 | 0.5553 | 0.2395 | 0.133 | 0.5791 | 3.8542 | 2.232 | 0.2627 | 0 | 0 | 0.3223 | 2.4263 | 0.782 | 0.2524 | 142.2343 | 35.8999 | 0.4521 | 81.8626 | 37.0101 | 0.5189 | 194.6302 | 100.9936 | 0.4548 | 198.3354 | 90.2029 | 0.3062 | 197.0513 | 60.3371
|  | 11 | 0.5528 | 7.1445 | 3.9495 | 0.5791 | 5.9733 | 3.4591 | 0.2548 | 0 | 0 | 0.3117 | 3.3326 | 1.0388 | 0.2474 | 135.1554 | 33.4374 | 0.4408 | 85.1471 | 37.5328 | 0.5011 | 190.1252 | 95.2718 | 0.4385 | 197.0186 | 86.3927 | 0.2912 | 183.2487 | 53.362
|  | 12 | 0.5521 | 3.4784 | 1.9204 | 0.5814 | 1.3221 | 0.76866 | 0.2566 | 0 | 0 | 0.3014 | 2.4892 | 0.75023 | 0.2497 | 125.4545 | 31.326 | 0.4395 | 85.3335 | 37.5041 | 0.4917 | 153.6708 | 75.5599 | 0.4345 | 193.4865 | 84.0699 | 0.2777 | 146.5363 | 40.6931
|  | 13 | 0.5547 | 0 | 0 | 0.5772 | 0.012441 | 0.0071809 | 0.2676 | 0 | 0 | 0.3043 | 1.5578 | 0.47405 | 0.2536 | 113.6398 | 28.819 | 0.4454 | 91.1341 | 40.5911 | 0.4871 | 109.3086 | 53.2442 | 0.4404 | 189.9414 | 83.6502 | 0.2696 | 83.1005 | 22.4039
|  | 14 | 0.5549 | 0 | 0 | 0.5473 | 25.6654 | 14.0467 | 0.253 | 0 | 0 | 0.3004 | 0 | 0 | 0.2422 | 121.1003 | 29.3305 | 0.4258 | 84.0395 | 35.784 | 0.4804 | 86.923 | 41.7578 | 0.4195 | 189.8856 | 79.657 | 0.2575 | 51.3093 | 13.2121
|  | 15 | 0.5526 | 7.4245 | 4.1028 | 0.5299 | 73.6242 | 39.0135 | 0.2397 | 0 | 0 | 0.296 | 0 | 0 | 0.2383 | 107.8499 | 25.7006 | 0.4182 | 78.7323 | 32.9258 | 0.4748 | 76.6148 | 36.3767 | 0.4005 | 178.5723 | 71.5182 | 0.2495 | 43.4607 | 10.8434
|  | 16 | 0.5506 | 33.7998 | 18.6102 | 0.5349 | 12.4597 | 6.6647 | 0.2388 | 0.08091 | 0.019321 | 0.2958 | 0 | 0 | 0.2407 | 107.0688 | 25.7715 | 0.4012 | 75.0495 | 30.1099 | 0.4663 | 67.3195 | 31.3911 | 0.3915 | 169.6977 | 66.4367 | 0.2478 | 48.8437 | 12.1035
|  | 17 | 0.5497 | 20.296 | 11.1567 | 0.5477 | 35.6489 | 19.5249 | 0.2429 | 0.48871 | 0.11871 | 0.2911 | 0.35694 | 0.1039 | 0.2329 | 75.2039 | 17.515 | 0.3687 | 47.7929 | 17.6212 | 0.4434 | 70.6347 | 31.3194 | 0.3839 | 168.1617 | 64.5573 | 0.2505 | 51.4799 | 12.8957
|  | 18 | 0.5532 | 6.6443 | 3.6756 | 0.5673 | 48.4486 | 27.4849 | 0.2573 | 0 | 0 | 0.2771 | 0.29232 | 0.081002 | 0.2227 | 75.1414 | 16.734 | 0.3434 | 56.3287 | 19.3433 | 0.3943 | 69.1329 | 27.2591 | 0.3791 | 136.493 | 51.7445 | 0.2567 | 46.2776 | 11.8795
|  | 19 | 0.5654 | 0.20694 | 0.11701 | 0.5728 | 57.2358 | 32.7847 | 0.2569 | 1.1049 | 0.28385 | 0.2423 | 1.9442 | 0.47109 | 0.2054 | 109.791 | 22.5511 | 0.3349 | 98.758 | 33.074 | 0.3514 | 123.1405 | 43.2716 | 0.347 | 125.9907 | 43.7188 | 0.2452 | 36.2868 | 8.8975
|  | 20 | 0.553 | 0 | 0 | 0.5648 | 58.4074 | 32.9885 | 0.2444 | 2.0868 | 0.51002 | 0.2375 | 19.9814 | 4.7456 | 0.2115 | 157.6598 | 33.345 | 0.3546 | 80.7579 | 28.6368 | 0.3698 | 150.8425 | 55.7815 | 0.3596 | 104.1693 | 37.4593 | 0.2533 | 82.0656 | 20.7872
|  | 21 | 0.5543 | 0 | 0 | 0.5626 | 36.5061 | 20.5383 | 0.2465 | 0.21898 | 0.053977 | 0.2502 | 31.5571 | 7.8956 | 0.223 | 181.4169 | 40.456 | 0.3702 | 102.9639 | 38.1172 | 0.399 | 189.3418 | 75.5474 | 0.3789 | 87.268 | 33.0658 | 0.2617 | 131.5613 | 34.4296
|  | 22 | 0.5602 | 0 | 0 | 0.5617 | 57.9593 | 32.5558 | 0.2461 | 0.88145 | 0.21692 | 0.257 | 41.0554 | 10.5512 | 0.2275 | 200.4258 | 45.5969 | 0.3708 | 157.3952 | 58.3621 | 0.4261 | 199.9873 | 85.2146 | 0.3892 | 134.5953 | 52.3845 | 0.2564 | 166.8684 | 42.7851
|  | 23 | 0.5671 | 0 | 0 | 0.5673 | 30.657 | 17.3917 | 0.2534 | 3.8776 | 0.98259 | 0.2666 | 39.2556 | 10.4655 | 0.2394 | 200.5483 | 48.0113 | 0.3954 | 145.5017 | 57.5314 | 0.4564 | 202.5828 | 92.4588 | 0.4202 | 114.6008 | 48.1553 | 0.2649 | 171.8852 | 45.5324
|  | 24 | 0.5551 | 2.9385 | 1.6312 | 0.5749 | 64.9134 | 37.3187 | 0.271 | 18.4612 | 5.003 | 0.2807 | 24.6863 | 6.9294 | 0.2595 | 200.201 | 51.9522 | 0.4378 | 162.6207 | 71.1953 | 0.4984 | 202.1794 | 100.7662 | 0.4559 | 120.5231 | 54.9465 | 0.2773 | 193.824 | 53.7474
| 5 | 1 | 0.5529 | 2.8006 | 1.5485 | 0.5844 | 20.231 | 11.823 | 0.2907 | 7.5581 | 2.1971 | 0.2985 | 22.2533 | 6.6426 | 0.2781 | 200.123 | 55.6542 | 0.4797 | 170.1103 | 81.6019 | 0.5418 | 201.2175 | 109.0196 | 0.4975 | 138.9077 | 69.1066 | 0.2778 | 200.3168 | 55.648
|  | 2 | 0.561 | 8.2763 | 4.643 | 0.5836 | 72.1005 | 42.0779 | 0.2962 | 1.1333 | 0.3357 | 0.314 | 17.854 | 5.6061 | 0.2964 | 200.3999 | 59.3985 | 0.5253 | 183.693 | 96.4939 | 0.5591 | 200.6996 | 112.2112 | 0.4932 | 145.5191 | 71.77 | 0.2915 | 200.7078 | 58.5063
|  | 3 | 0.5682 | 1.8951 | 1.0768 | 0.5551 | 13.1943 | 7.3242 | 0.2935 | 0.16878 | 0.049538 | 0.3199 | 27.2768 | 8.7258 | 0.3114 | 200.2171 | 62.3476 | 0.5519 | 140.3918 | 77.4823 | 0.5585 | 200.2864 | 111.86 | 0.4739 | 146.6153 | 69.481 | 0.3068 | 193.3262 | 59.3125
|  | 4 | 0.5744 | 8.3637 | 4.8041 | 0.5579 | 19.5578 | 10.9113 | 0.2906 | 0.31182 | 0.090616 | 0.3182 | 34.7277 | 11.0503 | 0.314 | 200.0186 | 62.8058 | 0.5648 | 96.1733 | 54.3187 | 0.5507 | 200.1997 | 110.25 | 0.4638 | 165.5227 | 76.7694 | 0.3159 | 196.3635 | 62.0312
|  | 5 | 0.5787 | 3.9613 | 2.2924 | 0.5572 | 24.794 | 13.8152 | 0.285 | 5.0345 | 1.4348 | 0.3014 | 36.4216 | 10.9775 | 0.3101 | 162.5898 | 50.4191 | 0.5647 | 137.7002 | 77.7593 | 0.5418 | 199.1564 | 107.903 | 0.4637 | 181.272 | 84.0558 | 0.3359 | 201.0118 | 67.5199
|  | 6 | 0.5867 | 0 | 0 | 0.5552 | 12.7161 | 7.06 | 0.2757 | 0.37133 | 0.10238 | 0.2967 | 33.3331 | 9.8899 | 0.3067 | 199.4924 | 61.1843 | 0.5502 | 165.6346 | 91.1322 | 0.5375 | 191.9966 | 103.1981 | 0.4811 | 196.2951 | 94.4376 | 0.3483 | 202.3818 | 70.4896
|  | 7 | 0.574 | 0 | 0 | 0.5696 | 11.1806 | 6.3685 | 0.2662 | 0 | 0 | 0.3193 | 27.2008 | 8.6852 | 0.3065 | 199.0005 | 60.9936 | 0.5324 | 191.0364 | 101.7078 | 0.5397 | 197.0648 | 106.3559 | 0.4943 | 196.9453 | 97.3501 | 0.3562 | 201.042 | 71.6112
|  | 8 | 0.5669 | 0 | 0 | 0.5826 | 11.5802 | 6.7466 | 0.249 | 0 | 0 | 0.325 | 10.2652 | 3.3362 | 0.2904 | 196.1918 | 56.9741 | 0.5075 | 187.3135 | 95.0616 | 0.5292 | 192.202 | 101.7133 | 0.4907 | 198.3618 | 97.3361 | 0.3549 | 199.5841 | 70.8324
|  | 9 | 0.5623 | 0 | 0 | 0.5715 | 17.0343 | 9.7351 | 0.2236 | 0 | 0 | 0.3176 | 19.5116 | 6.1969 | 0.2672 | 193.4157 | 51.6807 | 0.4762 | 175.1979 | 83.4292 | 0.5319 | 183.5133 | 97.6107 | 0.4581 | 198.2461 | 90.8166 | 0.3372 | 200.8952 | 67.7419
|  | 10 | 0.5559 | 0.001182 | 0.00065707 | 0.5659 | 9.8919 | 5.5978 | 0.2073 | 0 | 0 | 0.3043 | 17.3234 | 5.2715 | 0.2628 | 188.0004 | 49.4065 | 0.4495 | 151.3979 | 68.0534 | 0.5504 | 196.771 | 108.3028 | 0.4493 | 198.278 | 89.0863 | 0.3228 | 199.9839 | 64.5548
|  | 11 | 0.5523 | 5.7918 | 3.1988 | 0.561 | 6.8926 | 3.8668 | 0.2121 | 0 | 0 | 0.2943 | 15.836 | 4.6605 | 0.2601 | 188.0113 | 48.9017 | 0.4319 | 139.8504 | 60.4014 | 0.5562 | 190.3619 | 105.8793 | 0.4407 | 198.0622 | 87.286 | 0.3165 | 188.1645 | 59.5541
|  | 12 | 0.5521 | 14.4584 | 7.9825 | 0.5617 | 5.5803 | 3.1345 | 0.2193 | 0.85168 | 0.18677 | 0.2857 | 16.1838 | 4.6237 | 0.257 | 184.6933 | 47.4662 | 0.4405 | 110.0505 | 48.4773 | 0.5398 | 184.9938 | 99.8597 | 0.4387 | 197.3607 | 86.5821 | 0.3112 | 160.4433 | 49.9299
|  | 13 | 0.5528 | 1.5018 | 0.83021 | 0.5658 | 6.3946 | 3.6181 | 0.2248 | 2.7988 | 0.62916 | 0.285 | 34.0165 | 9.6947 | 0.2606 | 154.9126 | 40.3702 | 0.4545 | 93.6782 | 42.5767 | 0.5309 | 175.3732 | 93.1056 | 0.4497 | 197.231 | 88.6948 | 0.3089 | 112.4249 | 34.7281
|  | 14 | 0.5597 | 0 | 0 | 0.5618 | 10.1396 | 5.6965 | 0.2175 | 0 | 0 | 0.287 | 45.817 | 13.1495 | 0.248 | 130.6778 | 32.4081 | 0.4406 | 100.5905 | 44.3202 | 0.5317 | 177.7203 | 94.4939 | 0.4285 | 192.2757 | 82.3902 | 0.307 | 91.2724 | 28.0206
|  | 15 | 0.5646 | 1.1208 | 0.6328 | 0.5578 | 6.5095 | 3.631 | 0.2115 | 1.08 | 0.22842 | 0.2859 | 76.8498 | 21.9714 | 0.2323 | 115.1895 | 26.7585 | 0.4282 | 112.6909 | 48.2543 | 0.5266 | 170.1457 | 89.5987 | 0.4108 | 187.314 | 76.9486 | 0.3049 | 122.6235 | 37.3879
|  | 16 | 0.57 | 9.0961 | 5.1848 | 0.5562 | 0 | 0 | 0.2098 | 0 | 0 | 0.2815 | 62.0429 | 17.4651 | 0.2249 | 120.7739 | 27.1621 | 0.3792 | 126.9757 | 48.1492 | 0.507 | 155.7257 | 78.953 | 0.4033 | 190.0615 | 76.6518 | 0.3009 | 120.7761 | 36.3415
|  | 17 | 0.5671 | 13.3134 | 7.5501 | 0.5597 | 4.3403 | 2.4293 | 0.2119 | 0 | 0 | 0.2719 | 32.7915 | 8.916 | 0.2191 | 75.2097 | 16.4785 | 0.3616 | 88.3685 | 31.954 | 0.4759 | 126.191 | 60.0543 | 0.3931 | 180.5837 | 70.9874 | 0.2936 | 141.382 | 41.5098
|  | 18 | 0.5608 | 4.15 | 2.3273 | 0.5715 | 2.5148 | 1.4372 | 0.2222 | 0 | 0 | 0.2508 | 22.4755 | 5.6369 | 0.2145 | 88.2811 | 18.9363 | 0.3466 | 70.2672 | 24.3546 | 0.4145 | 135.136 | 56.0139 | 0.385 | 175.3353 | 67.5041 | 0.2712 | 142.6433 | 38.6849
|  | 19 | 0.548 | 0.18963 | 0.10392 | 0.5789 | 0 | 0 | 0.2233 | 0 | 0 | 0.2162 | 26.4565 | 5.7199 | 0.2008 | 117.992 | 23.6928 | 0.3314 | 63.3904 | 21.0076 | 0.3596 | 182.4417 | 65.606 | 0.3521 | 172.3928 | 60.6995 | 0.2388 | 100.4341 | 23.9837
|  | 20 | 0.5528 | 0 | 0 | 0.5552 | 0.024009 | 0.01333 | 0.2115 | 0 | 0 | 0.2135 | 41.0288 | 8.7597 | 0.2112 | 141.8048 | 29.9492 | 0.3483 | 66.076 | 23.0143 | 0.3782 | 202.2337 | 76.4848 | 0.3642 | 108.4386 | 39.4933 | 0.2428 | 104.0363 | 25.26
|  | 21 | 0.5578 | 0 | 0 | 0.5495 | 0.033012 | 0.01814 | 0.2163 | 0 | 0 | 0.222 | 65.6308 | 14.57 | 0.2215 | 137.0969 | 30.367 | 0.3689 | 92.9491 | 34.2889 | 0.3937 | 202.3505 | 79.6654 | 0.3817 | 91.4379 | 34.9018 | 0.2575 | 171.1237 | 44.0644
|  | 22 | 0.5539 | 0 | 0 | 0.548 | 3.2922 | 1.8041 | 0.2207 | 0 | 0 | 0.2283 | 68.773 | 15.7009 | 0.2239 | 135.3702 | 30.3094 | 0.3814 | 92.0799 | 35.1193 | 0.4102 | 188.4208 | 77.2902 | 0.394 | 145.1052 | 57.1714 | 0.2698 | 189.3232 | 51.0794
|  | 23 | 0.548 | 0 | 0 | 0.566 | 9.1012 | 5.1513 | 0.2303 | 0.067496 | 0.015544 | 0.2353 | 40.1487 | 9.447 | 0.2322 | 140.0156 | 32.5116 | 0.404 | 109.6624 | 44.3036 | 0.4332 | 191.4203 | 82.9233 | 0.4212 | 183.1905 | 77.1598 | 0.2844 | 199.259 | 56.6693
|  | 24 | 0.5457 | 0 | 0 | 0.5802 | 16.375 | 9.5008 | 0.2421 | 1.9353 | 0.46854 | 0.247 | 75.5907 | 18.6709 | 0.2495 | 157.1982 | 39.221 | 0.4392 | 164.646 | 72.3125 | 0.4662 | 199.0101 | 92.7785 | 0.463 | 195.6974 | 90.6079 | 0.3043 | 200.7383 | 61.0847
| 6 | 1 | 0.5552 | 0 | 0 | 0.5891 | 12.0971 | 7.1264 | 0.259 | 0.57058 | 0.14778 | 0.2575 | 69.4386 | 17.8804 | 0.2714 | 151.7465 | 41.184 | 0.4749 | 171.3092 | 81.3548 | 0.5019 | 197.4713 | 99.1109 | 0.4925 | 197.6591 | 97.3471 | 0.3253 | 198.2893 | 64.5035
|  | 2 | 0.5615 | 0 | 0 | 0.5972 | 22.282 | 13.3068 | 0.2583 | 0 | 0 | 0.2733 | 83.4656 | 22.8111 | 0.2863 | 154.4933 | 44.2314 | 0.5125 | 188.7427 | 96.7306 | 0.5277 | 161.0682 | 84.9957 | 0.4872 | 198.4801 | 96.6995 | 0.3344 | 175.1534 | 58.5713
|  | 3 | 0.5701 | 0.007908 | 0.0045084 | 0.6032 | 28.9784 | 17.4798 | 0.266 | 0.13665 | 0.036348 | 0.2835 | 122.8647 | 34.8321 | 0.3006 | 186.869 | 56.1728 | 0.5383 | 186.3842 | 100.3306 | 0.5494 | 138.2978 | 75.9808 | 0.4688 | 198.4534 | 93.0349 | 0.3424 | 187.3964 | 64.1645
|  | 4 | 0.5738 | 3.5351 | 2.0284 | 0.6036 | 28.6958 | 17.3208 | 0.2716 | 6.1137 | 1.6605 | 0.2896 | 106.2635 | 30.7739 | 0.3091 | 157.5324 | 48.6933 | 0.5481 | 160.8278 | 88.1497 | 0.5488 | 169.1162 | 92.811 | 0.4784 | 198.416 | 94.9222 | 0.353 | 189.7914 | 66.9964
|  | 5 | 0.5743 | 17.8621 | 10.2582 | 0.6072 | 20.3996 | 12.3866 | 0.2687 | 3.2262 | 0.86688 | 0.2914 | 81.0654 | 23.6225 | 0.3122 | 185.5547 | 57.9302 | 0.5186 | 159.8661 | 82.9066 | 0.5486 | 188.2507 | 103.2744 | 0.4802 | 198.4295 | 95.2859 | 0.3586 | 183.8517 | 65.9292
|  | 6 | 0.5768 | 43.4149 | 25.0417 | 0.601 | 2.119 | 1.2735 | 0.2605 | 0.8128 | 0.21173 | 0.2894 | 36.4372 | 10.5449 | 0.3063 | 168.8416 | 51.7162 | 0.5148 | 152.089 | 78.2954 | 0.5266 | 175.6878 | 92.5172 | 0.4788 | 197.0868 | 94.3652 | 0.3661 | 181.3039 | 66.3754
|  | 7 | 0.573 | 20.0618 | 11.4954 | 0.5957 | 0 | 0 | 0.2531 | 2.584 | 0.65402 | 0.2902 | 51.9284 | 15.0696 | 0.3129 | 187.335 | 58.6171 | 0.5179 | 162.099 | 83.9511 | 0.4952 | 136.5407 | 67.615 | 0.4979 | 193.0879 | 96.1385 | 0.3832 | 191.5541 | 73.4035
|  | 8 | 0.555 | 4.5009 | 2.498 | 0.5845 | 16.4429 | 9.6109 | 0.2525 | 10.3625 | 2.6165 | 0.2773 | 62.7249 | 17.3936 | 0.296 | 176.9155 | 52.367 | 0.5077 | 166.0965 | 84.3272 | 0.455 | 178.7731 | 81.3418 | 0.5072 | 194.9093 | 98.858 | 0.4045 | 196.5898 | 79.5206
|  | 9 | 0.5679 | 4.1418 | 2.3521 | 0.5739 | 0.070667 | 0.040556 | 0.2371 | 1.7234 | 0.40862 | 0.256 | 62.911 | 16.1052 | 0.2696 | 166.5741 | 44.9084 | 0.4763 | 160.7674 | 76.5735 | 0.4191 | 186.5835 | 78.1971 | 0.4878 | 194.0936 | 94.6789 | 0.4007 | 198.2444 | 79.4365
|  | 10 | 0.5553 | 3.3564 | 1.8638 | 0.5642 | 0.040664 | 0.022943 | 0.2289 | 1.5189 | 0.34767 | 0.2391 | 49.4565 | 11.825 | 0.2514 | 168.3102 | 42.3132 | 0.4522 | 167.6782 | 75.8241 | 0.4018 | 164.1834 | 65.9689 | 0.4738 | 196.0636 | 92.8949 | 0.3796 | 200.3297 | 76.0451
|  | 11 | 0.5655 | 1.7025 | 0.96277 | 0.5444 | 0.058786 | 0.032003 | 0.2234 | 0.28612 | 0.06392 | 0.2283 | 37.6365 | 8.5924 | 0.2369 | 168.1425 | 39.833 | 0.4385 | 125.7001 | 55.1195 | 0.3764 | 169.3859 | 63.7569 | 0.46 | 197.1171 | 90.6739 | 0.3741 | 191.6101 | 71.6813
|  | 12 | 0.5626 | 0.005648 | 0.0031776 | 0.5435 | 0 | 0 | 0.2229 | 0 | 0 | 0.2248 | 30.8279 | 6.9301 | 0.2226 | 122.7819 | 27.3312 | 0.4304 | 127.2694 | 54.7767 | 0.3516 | 153.3115 | 53.9043 | 0.4617 | 198.3297 | 91.5688 | 0.3606 | 168.9185 | 60.912
|  | 13 | 0.5563 | 1.4195 | 0.78968 | 0.5608 | 0 | 0 | 0.2318 | 0 | 0 | 0.2249 | 28.0796 | 6.3151 | 0.2234 | 83.608 | 18.678 | 0.4364 | 109.7157 | 47.8799 | 0.3517 | 136.644 | 48.0577 | 0.4726 | 197.3242 | 93.2554 | 0.3269 | 134.1752 | 43.8619
|  | 14 | 0.5685 | 5.1113 | 2.9058 | 0.5339 | 0.31394 | 0.16761 | 0.2276 | 0 | 0 | 0.2202 | 32.8967 | 7.2439 | 0.2123 | 67.6885 | 14.3703 | 0.4435 | 115.4792 | 51.215 | 0.3306 | 123.1894 | 40.7264 | 0.4512 | 191.7305 | 86.5088 | 0.3152 | 100.9876 | 31.8313
|  | 15 | 0.5724 | 4.4561 | 2.5507 | 0.5182 | 2.7534 | 1.4268 | 0.2213 | 0 | 0 | 0.2272 | 36.0497 | 8.1905 | 0.2051 | 57.8148 | 11.8578 | 0.4485 | 83.1701 | 37.3018 | 0.3196 | 116.306 | 37.1714 | 0.4336 | 190.5337 | 82.6154 | 0.3143 | 94.7673 | 29.7854
|  | 16 | 0.5696 | 0.76326 | 0.43475 | 0.5232 | 0 | 0 | 0.2199 | 0.018443 | 0.0040556 | 0.2272 | 39.0241 | 8.8663 | 0.2046 | 46.9763 | 9.6113 | 0.4404 | 68.6391 | 30.2287 | 0.3151 | 97.2708 | 30.65 | 0.4267 | 193.7118 | 82.6568 | 0.3106 | 78.7531 | 24.4607
|  | 17 | 0.5645 | 32.89 | 18.5664 | 0.5301 | 0 | 0 | 0.2213 | 28.8127 | 6.3762 | 0.2328 | 36.7341 | 8.5517 | 0.205 | 30.4838 | 6.2492 | 0.4276 | 53.9732 | 23.0789 | 0.3121 | 66.3468 | 20.7068 | 0.4263 | 188.0436 | 80.163 | 0.2935 | 71.8643 | 21.0922
|  | 18 | 0.5521 | 6.5601 | 3.6218 | 0.5632 | 0 | 0 | 0.2313 | 2.5842 | 0.59772 | 0.2406 | 28.5272 | 6.8636 | 0.1993 | 25.6488 | 5.1118 | 0.3805 | 49.062 | 18.6681 | 0.3016 | 61.1678 | 18.4482 | 0.4281 | 175.4011 | 75.0892 | 0.2693 | 56.6251 | 15.2491
|  | 19 | 0.5583 | 0 | 0 | 0.5745 | 0 | 0 | 0.2318 | 11.0099 | 2.5521 | 0.2305 | 45.6191 | 10.5152 | 0.1953 | 66.0973 | 12.9088 | 0.3475 | 53.9067 | 18.7326 | 0.2875 | 41.6455 | 11.9731 | 0.3867 | 139.428 | 53.9168 | 0.2328 | 37.4819 | 8.7258
|  | 20 | 0.554 | 0.36156 | 0.2003 | 0.5626 | 0 | 0 | 0.2242 | 4.7752 | 1.0706 | 0.2455 | 66.5758 | 16.3444 | 0.2148 | 64.5594 | 13.8674 | 0.3662 | 68.6763 | 25.1493 | 0.2979 | 51.3437 | 15.2953 | 0.3946 | 168.489 | 66.4857 | 0.235 | 64.6208 | 15.1859
|  | 21 | 0.5636 | 12.9561 | 7.3021 | 0.5604 | 0 | 0 | 0.2304 | 1.7127 | 0.39461 | 0.2586 | 57.2458 | 14.8038 | 0.2248 | 62.3953 | 14.0265 | 0.4048 | 75.6217 | 30.6117 | 0.3122 | 118.7795 | 37.0829 | 0.4158 | 187.6654 | 78.0313 | 0.2455 | 80.4866 | 19.7595
|  | 22 | 0.5688 | 15.8097 | 8.9926 | 0.5579 | 4e-06 | 2.2316e-06 | 0.2348 | 2.3872 | 0.56052 | 0.2646 | 35.0686 | 9.2792 | 0.2225 | 87.8212 | 19.5402 | 0.4309 | 75.4198 | 32.4984 | 0.321 | 167.2438 | 53.6853 | 0.4274 | 190.8946 | 81.5884 | 0.257 | 129.6809 | 33.328
|  | 23 | 0.5643 | 17.8483 | 10.0718 | 0.5727 | 0.85899 | 0.49194 | 0.2507 | 0.31912 | 0.080004 | 0.2734 | 53.5369 | 14.637 | 0.2377 | 133.528 | 31.7396 | 0.4589 | 110.4374 | 50.6797 | 0.3401 | 189.4709 | 64.4391 | 0.4571 | 198.0359 | 90.5222 | 0.2714 | 179.0254 | 48.5875
|  | 24 | 0.5501 | 18.2458 | 10.037 | 0.5755 | 2.7692 | 1.5937 | 0.2731 | 7.9274 | 2.165 | 0.2899 | 58.4751 | 16.9519 | 0.2727 | 139.8879 | 38.1474 | 0.4952 | 164.4921 | 81.4565 | 0.378 | 175.7219 | 66.4229 | 0.4933 | 198.2137 | 97.7788 | 0.2909 | 170.4009 | 49.5696
| 7 | 1 | 0.5618 | 27.9748 | 15.7162 | 0.5867 | 12.2252 | 7.1725 | 0.3145 | 18.3216 | 5.7621 | 0.3063 | 65.6975 | 20.1232 | 0.3006 | 147.7425 | 44.4114 | 0.5397 | 166.548 | 89.8859 | 0.4122 | 192.5586 | 79.3727 | 0.5188 | 198.46 | 102.961 | 0.3137 | 161.8179 | 50.7623
|  | 2 | 0.5536 | 109.3614 | 60.5425 | 0.5936 | 1.8952 | 1.125 | 0.3432 | 2.43 | 0.83398 | 0.3175 | 118.1223 | 37.5038 | 0.3234 | 127.8837 | 41.3576 | 0.5498 | 182.237 | 100.1939 | 0.4457 | 199.691 | 89.0023 | 0.503 | 198.4345 | 99.8125 | 0.3379 | 172.9527 | 58.4407
|  | 3 | 0.5467 | 2.7883 | 1.5244 | 0.5997 | 11.0888 | 6.65 | 0.3582 | 0.22037 | 0.078938 | 0.3174 | 134.9775 | 42.8419 | 0.3296 | 119.2119 | 39.2922 | 0.5489 | 192.0907 | 105.4386 | 0.4681 | 197.9969 | 92.6824 | 0.4927 | 198.4281 | 97.7655 | 0.3526 | 178.6367 | 62.9873
|  | 4 | 0.5503 | 0 | 0 | 0.6046 | 34.7748 | 21.0248 | 0.366 | 0 | 0 | 0.3238 | 113.6166 | 36.7891 | 0.3069 | 100.0248 | 30.6976 | 0.5538 | 177.0811 | 98.0675 | 0.4652 | 202.376 | 94.1453 | 0.4939 | 198.4538 | 98.0163 | 0.3613 | 187.2635 | 67.6583
|  | 5 | 0.5516 | 0.49914 | 0.27533 | 0.6056 | 63.262 | 38.3114 | 0.3704 | 0 | 0 | 0.3127 | 145.9432 | 45.6364 | 0.3035 | 101.3982 | 30.7744 | 0.5548 | 168.5622 | 93.5183 | 0.4687 | 202.3579 | 94.8451 | 0.4939 | 198.5012 | 98.0397 | 0.3696 | 195.6859 | 72.3255
|  | 6 | 0.5557 | 0.19508 | 0.10841 | 0.6012 | 52.5891 | 31.6166 | 0.368 | 0.84545 | 0.31113 | 0.3108 | 159.1351 | 49.4592 | 0.2929 | 83.774 | 24.5374 | 0.5517 | 125.2664 | 69.1095 | 0.4705 | 202.4852 | 95.2693 | 0.491 | 198.2992 | 97.3649 | 0.3873 | 197.5211 | 76.4999
|  | 7 | 0.5524 | 0 | 0 | 0.5968 | 56.7441 | 33.8649 | 0.3736 | 28.4235 | 10.619 | 0.3143 | 129.1339 | 40.5868 | 0.2824 | 48.8456 | 13.794 | 0.553 | 100.4478 | 55.5476 | 0.4395 | 201.9583 | 88.7607 | 0.509 | 198.5576 | 101.0658 | 0.4249 | 194.8283 | 82.7825
|  | 8 | 0.5374 | 0 | 0 | 0.5861 | 34.0066 | 19.9313 | 0.3596 | 59.6548 | 21.4519 | 0.3007 | 98.2955 | 29.5575 | 0.262 | 46.2194 | 12.1095 | 0.5564 | 83.7298 | 46.5872 | 0.4172 | 194.1328 | 80.9922 | 0.5176 | 198.1294 | 102.5518 | 0.431 | 196.7208 | 84.7867
|  | 9 | 0.5515 | 0 | 0 | 0.5742 | 29.7196 | 17.065 | 0.3446 | 75.9795 | 26.1825 | 0.2813 | 75.579 | 21.2604 | 0.2462 | 37.3203 | 9.1883 | 0.5525 | 111.5397 | 61.6257 | 0.3922 | 185.5909 | 72.7887 | 0.5002 | 195.5232 | 97.8007 | 0.4241 | 196.5876 | 83.3728
|  | 10 | 0.5679 | 0 | 0 | 0.5715 | 11.258 | 6.4339 | 0.3495 | 52.8564 | 18.4733 | 0.2688 | 76.1567 | 20.4709 | 0.2426 | 29.0782 | 7.0544 | 0.5531 | 107.3111 | 59.3538 | 0.3769 | 184.4159 | 69.5063 | 0.4862 | 196.1032 | 95.3454 | 0.4046 | 192.6986 | 77.9659
|  | 11 | 0.5771 | 0 | 0 | 0.5551 | 1.9207 | 1.0662 | 0.3534 | 12.3891 | 4.3783 | 0.2585 | 79.0335 | 20.4301 | 0.2355 | 43.9084 | 10.3404 | 0.5559 | 79.2481 | 44.054 | 0.3649 | 170.8332 | 62.337 | 0.4731 | 197.7143 | 93.5386 | 0.3908 | 168.3459 | 65.7896
|  | 12 | 0.5761 | 0.12346 | 0.071123 | 0.5512 | 0.73258 | 0.4038 | 0.357 | 0.48092 | 0.17169 | 0.2565 | 38.2106 | 9.801 | 0.2318 | 47.1621 | 10.9322 | 0.5359 | 73.5663 | 39.4242 | 0.3618 | 161.3052 | 58.3602 | 0.4743 | 196.4984 | 93.1992 | 0.3839 | 116.1264 | 44.5809
|  | 13 | 0.5676 | 6.5798 | 3.7347 | 0.5642 | 10.2449 | 5.7802 | 0.3614 | 0.98716 | 0.35676 | 0.2618 | 55.1893 | 14.4486 | 0.238 | 42.0195 | 10.0006 | 0.5346 | 79.119 | 42.297 | 0.3688 | 119.7079 | 44.1483 | 0.4878 | 188.7829 | 92.0883 | 0.385 | 73.9461 | 28.4693
|  | 14 | 0.5784 | 17.0082 | 9.8375 | 0.5478 | 3.8468 | 2.1073 | 0.3576 | 9.3281 | 3.3357 | 0.2531 | 49.5545 | 12.5422 | 0.2314 | 33.5199 | 7.7565 | 0.5309 | 54.8005 | 29.0936 | 0.3496 | 89.3753 | 31.2456 | 0.459 | 178.5562 | 81.9573 | 0.3761 | 62.1709 | 23.3825
|  | 15 | 0.5825 | 0.53675 | 0.31266 | 0.5417 | 8.6939 | 4.7095 | 0.348 | 4.4901 | 1.5626 | 0.2462 | 33.8887 | 8.3434 | 0.2309 | 30.048 | 6.9381 | 0.5295 | 71.2849 | 37.7454 | 0.3361 | 74.0443 | 24.8863 | 0.4453 | 174.7365 | 77.8102 | 0.366 | 64.3428 | 23.5495
|  | 16 | 0.5774 | 1.0697 | 0.61764 | 0.5422 | 11.078 | 6.0065 | 0.3424 | 1.4874 | 0.50929 | 0.242 | 28.51 | 6.8994 | 0.2437 | 20.3232 | 4.9528 | 0.5291 | 67.0044 | 35.452 | 0.3301 | 71.0818 | 23.4641 | 0.4422 | 168.5562 | 74.5355 | 0.3601 | 72.7863 | 26.2103
|  | 17 | 0.5746 | 0.62703 | 0.36029 | 0.5631 | 52.636 | 29.6393 | 0.3433 | 1.7916 | 0.61507 | 0.2383 | 29.2586 | 6.9723 | 0.2416 | 3.8629 | 0.93329 | 0.4732 | 56.9708 | 26.9586 | 0.3238 | 59.0491 | 19.1201 | 0.4357 | 171.4902 | 74.7183 | 0.3526 | 88.797 | 31.3098
|  | 18 | 0.5582 | 1.5558 | 0.86843 | 0.5663 | 126.4896 | 71.631 | 0.3367 | 4.3916 | 1.4786 | 0.2385 | 37.8368 | 9.0241 | 0.2406 | 1.5454 | 0.37183 | 0.4228 | 61.3605 | 25.9432 | 0.3115 | 43.7031 | 13.6135 | 0.4403 | 161.5489 | 71.13 | 0.3322 | 87.4507 | 29.0511
|  | 19 | 0.5489 | 3.2098 | 1.7619 | 0.5679 | 46.3206 | 26.3055 | 0.31 | 17.4824 | 5.4195 | 0.2271 | 61.6756 | 14.0065 | 0.2251 | 3.6471 | 0.82095 | 0.3809 | 72.4619 | 27.6008 | 0.2939 | 50.5552 | 14.8582 | 0.41 | 161.7604 | 66.3218 | 0.2823 | 119.7414 | 33.803
|  | 20 | 0.5605 | 1.0159 | 0.56941 | 0.5642 | 53.7537 | 30.3279 | 0.2936 | 22.7561 | 6.6812 | 0.2321 | 54.9381 | 12.7511 | 0.2345 | 8.7156 | 2.0438 | 0.3954 | 85.733 | 33.8988 | 0.3058 | 69.1281 | 21.1394 | 0.4271 | 195.1897 | 83.3655 | 0.2855 | 158.1285 | 45.1457
|  | 21 | 0.5624 | 2.0417 | 1.1482 | 0.5649 | 43.0327 | 24.3092 | 0.303 | 13.9882 | 4.2384 | 0.2391 | 62.1196 | 14.8528 | 0.2456 | 13.1805 | 3.2371 | 0.4168 | 122.0251 | 50.86 | 0.3224 | 102.8326 | 33.1532 | 0.4511 | 202.3069 | 91.2607 | 0.2985 | 163.855 | 48.9107
|  | 22 | 0.5604 | 20.1535 | 11.294 | 0.5632 | 74.913 | 42.191 | 0.318 | 15.4243 | 4.9049 | 0.2424 | 55.5754 | 13.4715 | 0.25 | 25.1616 | 6.2904 | 0.4356 | 158.0648 | 68.853 | 0.3282 | 129.9247 | 42.6413 | 0.4621 | 202.663 | 93.6506 | 0.3093 | 168.8567 | 52.2274
|  | 23 | 0.5524 | 12.5534 | 6.9345 | 0.5657 | 113.4057 | 64.1536 | 0.3372 | 11.5273 | 3.887 | 0.2546 | 64.6845 | 16.4687 | 0.2626 | 67.4259 | 17.706 | 0.4636 | 129.7638 | 60.1585 | 0.3508 | 158.0489 | 55.4435 | 0.4863 | 202.6638 | 98.5554 | 0.3239 | 171.0179 | 55.3927
|  | 24 | 0.5535 | 4.9876 | 2.7607 | 0.5664 | 129.2547 | 73.2099 | 0.3527 | 11.526 | 4.0652 | 0.2783 | 70.7307 | 19.6844 | 0.2953 | 81.4434 | 24.0502 | 0.5007 | 120.3365 | 60.2525 | 0.3706 | 178.9521 | 66.3196 | 0.5141 | 202.5946 | 104.1539 | 0.3471 | 141.4731 | 49.1053
| 8 | 1 | 0.5567 | 12.6095 | 7.0197 | 0.5682 | 173.6033 | 98.6414 | 0.3738 | 11.8274 | 4.4211 | 0.2943 | 63.5445 | 18.7011 | 0.3255 | 68.6575 | 22.348 | 0.5451 | 152.0639 | 82.89 | 0.3906 | 174.4477 | 68.1393 | 0.5197 | 202.2969 | 105.1337 | 0.3759 | 120.2063 | 45.1855
|  | 2 | 0.5474 | 14.0889 | 7.7123 | 0.5785 | 141.9622 | 82.1251 | 0.3965 | 19.7151 | 7.817 | 0.3188 | 99.4529 | 31.7056 | 0.3505 | 42.1404 | 14.7702 | 0.556 | 134.2135 | 74.6227 | 0.411 | 170.2849 | 69.9871 | 0.4918 | 202.156 | 99.4203 | 0.3951 | 139.5262 | 55.1268
|  | 3 | 0.5464 | 19.9362 | 10.8931 | 0.5878 | 128.5639 | 75.5699 | 0.4128 | 2.3028 | 0.95061 | 0.3338 | 154.8815 | 51.6994 | 0.3677 | 50.6376 | 18.6194 | 0.5585 | 119.7632 | 66.8878 | 0.4308 | 150.859 | 64.99 | 0.4943 | 201.4588 | 99.5811 | 0.3972 | 167.1633 | 66.3973
|  | 4 | 0.5499 | 14.1838 | 7.7997 | 0.5918 | 162.3402 | 96.073 | 0.4257 | 0 | 0 | 0.3507 | 187.0444 | 65.5965 | 0.3781 | 54.467 | 20.594 | 0.5578 | 137.455 | 76.6724 | 0.4419 | 168.7779 | 74.583 | 0.4972 | 202.0142 | 100.4414 | 0.4056 | 177.1495 | 71.8518
|  | 5 | 0.5513 | 6.7384 | 3.7149 | 0.5924 | 122.2233 | 72.4051 | 0.4334 | 0 | 0 | 0.3724 | 187.6368 | 69.8759 | 0.3842 | 89.537 | 34.4001 | 0.5577 | 149.9171 | 83.6088 | 0.4396 | 172.4628 | 75.8146 | 0.4978 | 202.4033 | 100.7564 | 0.4112 | 193.8928 | 79.7287
|  | 6 | 0.5523 | 0 | 0 | 0.5902 | 47.9917 | 28.3247 | 0.4404 | 0 | 0 | 0.3754 | 161.1618 | 60.5001 | 0.3786 | 134.7529 | 51.0175 | 0.5568 | 180.5544 | 100.5327 | 0.4232 | 167.4353 | 70.8586 | 0.4967 | 202.5794 | 100.6212 | 0.4144 | 193.6735 | 80.2583
|  | 7 | 0.5508 | 0 | 0 | 0.5747 | 25.6348 | 14.7323 | 0.4669 | 0.77003 | 0.35953 | 0.3764 | 138.6194 | 52.1763 | 0.3651 | 139.7363 | 51.0177 | 0.5341 | 183.4587 | 97.9853 | 0.4041 | 160.9974 | 65.0591 | 0.499 | 202.5908 | 101.0928 | 0.4008 | 189.8664 | 76.0984
|  | 8 | 0.5596 | 0 | 0 | 0.5901 | 16.2853 | 9.61 | 0.4757 | 0.000148 | 7.0404e-05 | 0.3546 | 83.867 | 29.7392 | 0.3352 | 91.5095 | 30.674 | 0.4994 | 153.4265 | 76.6212 | 0.3756 | 133.8952 | 50.291 | 0.499 | 201.7667 | 100.6816 | 0.3748 | 187.1269 | 70.1352
|  | 9 | 0.5503 | 5.4725 | 3.0115 | 0.5786 | 35.6716 | 20.6396 | 0.469 | 0 | 0 | 0.3295 | 55.062 | 18.1429 | 0.3091 | 50.2802 | 15.5416 | 0.4591 | 132.3249 | 60.7504 | 0.3509 | 166.3595 | 58.3755 | 0.5208 | 200.6627 | 104.5051 | 0.3449 | 182.7477 | 63.0297
|  | 10 | 0.5625 | 0.033322 | 0.018744 | 0.5733 | 41.4326 | 23.7533 | 0.4514 | 0.76812 | 0.34673 | 0.3162 | 43.6565 | 13.8042 | 0.2977 | 42.3044 | 12.594 | 0.4396 | 132.884 | 58.4158 | 0.3357 | 93.5467 | 31.4036 | 0.5312 | 195.4336 | 103.8143 | 0.3255 | 172.3511 | 56.1003
|  | 11 | 0.5667 | 1.5818 | 0.89642 | 0.5694 | 16.1565 | 9.1995 | 0.4358 | 1.8349 | 0.79965 | 0.3082 | 40.4655 | 12.4715 | 0.2872 | 34.6904 | 9.9631 | 0.4187 | 115.8477 | 48.5054 | 0.3219 | 58.4666 | 18.8204 | 0.5321 | 196.134 | 104.3629 | 0.3121 | 164.9212 | 51.4719
|  | 12 | 0.5669 | 5.642 | 3.1985 | 0.5696 | 4.8931 | 2.7871 | 0.4232 | 0.30549 | 0.12928 | 0.3033 | 35.1765 | 10.669 | 0.2871 | 47.6527 | 13.6811 | 0.4061 | 120.7365 | 49.0311 | 0.3171 | 52.8961 | 16.7733 | 0.5269 | 193.7619 | 102.0931 | 0.3028 | 156.5226 | 47.395
|  | 13 | 0.5663 | 21.9776 | 12.4459 | 0.571 | 10.4171 | 5.9482 | 0.4212 | 2.4664 | 1.0389 | 0.3036 | 26.0949 | 7.9224 | 0.2931 | 42.6237 | 12.493 | 0.3932 | 101.0652 | 39.7388 | 0.3206 | 40.4032 | 12.9533 | 0.5284 | 193.2889 | 102.1338 | 0.3019 | 155.8323 | 47.0458
|  | 14 | 0.5661 | 44.3038 | 25.0804 | 0.5719 | 3.3578 | 1.9203 | 0.4238 | 9.4648 | 4.0112 | 0.2983 | 22.8692 | 6.8219 | 0.2808 | 25.6657 | 7.2069 | 0.3785 | 96.8421 | 36.6547 | 0.3066 | 34.1714 | 10.477 | 0.5255 | 182.5079 | 95.9079 | 0.288 | 141.1985 | 40.6652
|  | 15 | 0.5481 | 18.3517 | 10.0586 | 0.5706 | 1.8023 | 1.0284 | 0.4251 | 35.005 | 14.8806 | 0.2994 | 17.6928 | 5.2972 | 0.2765 | 19.1523 | 5.2956 | 0.3805 | 77.4779 | 29.4803 | 0.2984 | 28.5341 | 8.5146 | 0.5201 | 160.7989 | 83.6315 | 0.252 | 132.5507 | 33.4028
|  | 16 | 0.548 | 1.3087 | 0.71717 | 0.5696 | 0.48736 | 0.2776 | 0.424 | 36.0707 | 15.294 | 0.3033 | 12.5873 | 3.8177 | 0.2762 | 21.0099 | 5.8029 | 0.3717 | 56.2934 | 20.9243 | 0.2958 | 25.8505 | 7.6466 | 0.5123 | 154.8705 | 79.3402 | 0.204 | 137.4845 | 28.0468
|  | 17 | 0.5491 | 0 | 0 | 0.5738 | 0 | 0 | 0.4177 | 3.439 | 1.4365 | 0.3016 | 19.7909 | 5.9689 | 0.2711 | 17.6945 | 4.797 | 0.3613 | 35.5563 | 12.8465 | 0.292 | 30.5001 | 8.906 | 0.4957 | 144.2278 | 71.4937 | 0.2172 | 144.2448 | 31.33
|  | 18 | 0.5516 | 0.99947 | 0.55131 | 0.5747 | 0 | 0 | 0.4013 | 9.1799 | 3.6839 | 0.2877 | 15.5412 | 4.4712 | 0.263 | 16.9646 | 4.4617 | 0.3514 | 48.1722 | 16.9277 | 0.2945 | 55.7303 | 16.4126 | 0.4528 | 133.0951 | 60.2655 | 0.2347 | 114.6863 | 26.9169
|  | 19 | 0.5433 | 0.065036 | 0.035334 | 0.5672 | 10.5 | 5.9556 | 0.3666 | 22.1363 | 8.1152 | 0.2632 | 9.252 | 2.4351 | 0.2421 | 37.9512 | 9.188 | 0.3332 | 73.9642 | 24.6449 | 0.2891 | 110.1071 | 31.832 | 0.403 | 114.3021 | 46.0638 | 0.2278 | 95.7284 | 21.8069
|  | 20 | 0.5498 | 0 | 0 | 0.5652 | 9.1946 | 5.1968 | 0.3428 | 3.5729 | 1.2248 | 0.2637 | 7.3399 | 1.9355 | 0.2541 | 47.9667 | 12.1884 | 0.3505 | 95.422 | 33.4454 | 0.3037 | 140.01 | 42.521 | 0.4059 | 155.6972 | 63.1975 | 0.2364 | 130.1021 | 30.7561
|  | 21 | 0.554 | 0.30607 | 0.16956 | 0.5649 | 59.0221 | 33.3416 | 0.3508 | 1.4497 | 0.50854 | 0.2743 | 7.1688 | 1.9664 | 0.269 | 66.4448 | 17.8736 | 0.3722 | 82.3637 | 30.6558 | 0.3215 | 141.0686 | 45.3535 | 0.4381 | 189.5707 | 83.0509 | 0.2485 | 156.1008 | 38.791
|  | 22 | 0.5596 | 0.36374 | 0.20355 | 0.5665 | 60.3465 | 34.1863 | 0.3548 | 6.6145 | 2.3468 | 0.2792 | 10.2588 | 2.8642 | 0.2766 | 120.1836 | 33.2428 | 0.3906 | 120.2743 | 46.9791 | 0.3241 | 178.3714 | 57.8102 | 0.4658 | 199.5857 | 92.967 | 0.2505 | 162.2301 | 40.6386
|  | 23 | 0.555 | 2.6461 | 1.4686 | 0.5731 | 39.8511 | 22.8386 | 0.3645 | 5.2767 | 1.9234 | 0.2883 | 4.7094 | 1.3577 | 0.2955 | 147.4078 | 43.559 | 0.4113 | 137.5727 | 56.5837 | 0.3375 | 183.0825 | 61.7903 | 0.5045 | 199.2672 | 100.5303 | 0.2628 | 146.5002 | 38.5003
|  | 24 | 0.5533 | 5.5143 | 3.0511 | 0.5783 | 61.0048 | 35.2791 | 0.3816 | 5.4378 | 2.0751 | 0.3076 | 3.6e-05 | 1.1074e-05 | 0.3158 | 106.7791 | 33.7208 | 0.4536 | 142.9933 | 64.8618 | 0.3604 | 190.9036 | 68.8016 | 0.5309 | 198.348 | 105.3029 | 0.2838 | 180.7599 | 51.2997
| 9 | 1 | 0.559 | 20.0536 | 11.2099 | 0.586 | 39.5835 | 23.1959 | 0.4069 | 0.091939 | 0.03741 | 0.3329 | 0 | 0 | 0.3421 | 171.5558 | 58.6892 | 0.4956 | 98.2167 | 48.6762 | 0.3803 | 180.7832 | 68.7518 | 0.5205 | 198.6479 | 103.3962 | 0.3084 | 178.4092 | 55.0214
|  | 2 | 0.5443 | 15.9038 | 8.6564 | 0.5959 | 31.4149 | 18.7201 | 0.4267 | 0 | 0 | 0.3542 | 5.3e-05 | 1.8773e-05 | 0.3747 | 187.3442 | 70.1979 | 0.5303 | 99.547 | 52.7898 | 0.4114 | 187.786 | 77.2552 | 0.5003 | 198.6473 | 99.3833 | 0.3288 | 195.6405 | 64.3266
|  | 3 | 0.5497 | 8.6412 | 4.7501 | 0.5867 | 31.5697 | 18.5219 | 0.443 | 1.3729 | 0.60822 | 0.3692 | 0 | 0 | 0.3989 | 167.4308 | 66.7881 | 0.546 | 125.775 | 68.6731 | 0.4298 | 192.3769 | 82.6836 | 0.5056 | 197.2046 | 99.7067 | 0.3466 | 198.6391 | 68.8483
|  | 4 | 0.552 | 0.81426 | 0.44947 | 0.5734 | 43.9769 | 25.2163 | 0.4563 | 46.0475 | 21.0115 | 0.3729 | 1.3862 | 0.51691 | 0.4122 | 189.509 | 78.1156 | 0.5454 | 140.9603 | 76.8797 | 0.4382 | 189.1761 | 82.897 | 0.5089 | 199.0201 | 101.2814 | 0.3558 | 196.2304 | 69.8188
|  | 5 | 0.553 | 0.68287 | 0.37763 | 0.562 | 51.4954 | 28.9404 | 0.4568 | 44.8202 | 20.4739 | 0.372 | 18.2728 | 6.7975 | 0.42 | 191.1102 | 80.2663 | 0.5557 | 159.6604 | 88.7233 | 0.4357 | 187.9902 | 81.9073 | 0.5105 | 197.7702 | 100.9617 | 0.3557 | 200.6228 | 71.3615
|  | 6 | 0.5547 | 7.2774 | 4.0368 | 0.554 | 92.071 | 51.0073 | 0.4483 | 70.0585 | 31.4072 | 0.3692 | 19.6102 | 7.2401 | 0.4164 | 194.885 | 81.1501 | 0.5572 | 160.2287 | 89.2794 | 0.4236 | 185.4336 | 78.5497 | 0.5107 | 196.3364 | 100.269 | 0.3453 | 199.8692 | 69.0148
|  | 7 | 0.5533 | 3.2657 | 1.8069 | 0.5368 | 75.6796 | 40.6248 | 0.4279 | 64.2914 | 27.5103 | 0.3762 | 23.2809 | 8.7583 | 0.4201 | 187.1527 | 78.6229 | 0.5574 | 160.2811 | 89.3407 | 0.4025 | 170.9913 | 68.824 | 0.5134 | 196.0747 | 100.6647 | 0.337 | 201.2659 | 67.8266
|  | 8 | 0.5546 | 0.003076 | 0.0017059 | 0.5367 | 50.8324 | 27.2818 | 0.3935 | 76.052 | 29.9265 | 0.3649 | 12.6228 | 4.6061 | 0.4113 | 177.2938 | 72.921 | 0.5399 | 159.9776 | 86.3719 | 0.3749 | 163.7081 | 61.3742 | 0.5133 | 198.4399 | 101.8592 | 0.3123 | 202.1407 | 63.1285
|  | 9 | 0.5509 | 0 | 0 | 0.5556 | 33.627 | 18.6832 | 0.368 | 94.2437 | 34.6817 | 0.3389 | 7.6064 | 2.5778 | 0.3925 | 173.5958 | 68.1364 | 0.505 | 137.0389 | 69.2046 | 0.3472 | 138.9934 | 48.2585 | 0.5135 | 199.7897 | 102.592 | 0.2855 | 200.0109 | 57.1031
|  | 10 | 0.5615 | 0 | 0 | 0.5737 | 10.8854 | 6.2449 | 0.3505 | 62.9259 | 22.0555 | 0.3305 | 11.5148 | 3.8056 | 0.3813 | 171.5576 | 65.4149 | 0.4899 | 113.0026 | 55.36 | 0.3261 | 111.5043 | 36.3616 | 0.5089 | 198.0568 | 100.7911 | 0.2722 | 186.08 | 50.651
|  | 11 | 0.5657 | 0 | 0 | 0.5773 | 2.2246 | 1.2843 | 0.3357 | 54.4094 | 18.2652 | 0.3205 | 4.4519 | 1.4268 | 0.3623 | 177.9138 | 64.4582 | 0.4801 | 51.1018 | 24.534 | 0.3174 | 94.8317 | 30.0996 | 0.5039 | 191.29 | 96.391 | 0.2612 | 144.9491 | 37.8607
|  | 12 | 0.566 | 0 | 0 | 0.5839 | 2.9916 | 1.7468 | 0.3321 | 46.6174 | 15.4817 | 0.3165 | 1.4553 | 0.46061 | 0.3539 | 177.9225 | 62.9668 | 0.4531 | 44.6456 | 20.2289 | 0.3206 | 60.963 | 19.5447 | 0.5017 | 180.7357 | 90.6751 | 0.2585 | 107.1476 | 27.6976
|  | 13 | 0.5655 | 0.092902 | 0.052536 | 0.5917 | 3.6646 | 2.1683 | 0.3417 | 44.693 | 15.2716 | 0.3221 | 0.77686 | 0.25023 | 0.3526 | 167.4797 | 59.0533 | 0.4548 | 36.9996 | 16.8274 | 0.3254 | 38.6339 | 12.5715 | 0.5025 | 171.6274 | 86.2428 | 0.2671 | 57.0798 | 15.246
|  | 14 | 0.5673 | 0.065757 | 0.037304 | 0.5864 | 12.4632 | 7.3084 | 0.3277 | 31.6919 | 10.3854 | 0.3112 | 0 | 0 | 0.3479 | 152.8733 | 53.1846 | 0.444 | 28.0186 | 12.4402 | 0.3091 | 30.068 | 9.294 | 0.5045 | 161.1944 | 81.3226 | 0.2551 | 42.0805 | 10.7347
|  | 15 | 0.5651 | 0.18078 | 0.10216 | 0.5826 | 23.417 | 13.6427 | 0.3172 | 35.0593 | 11.1208 | 0.3086 | 7.029 | 2.1691 | 0.342 | 126.5941 | 43.2952 | 0.4378 | 34.7211 | 15.2009 | 0.3019 | 41.4208 | 12.5049 | 0.5045 | 149.8378 | 75.5932 | 0.2406 | 43.8318 | 10.5459
|  | 16 | 0.5658 | 0.029778 | 0.016848 | 0.5761 | 41.1397 | 23.7006 | 0.3085 | 27.1481 | 8.3752 | 0.3093 | 14.8587 | 4.5958 | 0.3346 | 102.7982 | 34.3963 | 0.4275 | 31.2481 | 13.3586 | 0.3006 | 45.7818 | 13.762 | 0.5018 | 160.1898 | 80.3832 | 0.2356 | 39.8125 | 9.3798
|  | 17 | 0.5656 | 0 | 0 | 0.5909 | 41.1114 | 24.2927 | 0.299 | 12.6903 | 3.7944 | 0.3113 | 7.0832 | 2.205 | 0.3269 | 112.5921 | 36.8063 | 0.4274 | 45.1261 | 19.2869 | 0.2984 | 40.6471 | 12.1291 | 0.52 | 157.5756 | 81.9393 | 0.2318 | 38.0624 | 8.8229
|  | 18 | 0.5501 | 0 | 0 | 0.5995 | 54.4374 | 32.6352 | 0.3175 | 9.1029 | 2.8902 | 0.3091 | 6.7e-05 | 2.071e-05 | 0.2963 | 136.7094 | 40.507 | 0.4303 | 63.0559 | 27.1329 | 0.2923 | 35.7541 | 10.4509 | 0.5276 | 133.2343 | 70.2944 | 0.2338 | 23.0841 | 5.3971
|  | 19 | 0.553 | 0 | 0 | 0.584 | 53.7248 | 31.3753 | 0.3208 | 18.8224 | 6.0382 | 0.281 | 0 | 0 | 0.2586 | 184.188 | 47.631 | 0.4099 | 95.8637 | 39.2945 | 0.2726 | 61.1774 | 16.6769 | 0.4422 | 128.4981 | 56.8219 | 0.226 | 38.9895 | 8.8116
|  | 20 | 0.5514 | 0 | 0 | 0.573 | 45.312 | 25.9638 | 0.3058 | 15.0742 | 4.6097 | 0.2807 | 0.2918 | 0.081909 | 0.2736 | 162.5477 | 44.473 | 0.4294 | 122.8883 | 52.7682 | 0.2848 | 69.2603 | 19.7253 | 0.4472 | 130.6202 | 58.4133 | 0.2304 | 87.1473 | 20.0787
|  | 21 | 0.5533 | 0 | 0 | 0.5733 | 49.9921 | 28.6604 | 0.3085 | 7.246 | 2.2354 | 0.299 | 7.083 | 2.1178 | 0.2967 | 187.2445 | 55.5554 | 0.4508 | 129.8829 | 58.5512 | 0.2986 | 92.1099 | 27.504 | 0.4736 | 144.5049 | 68.4375 | 0.2366 | 123.9647 | 29.33
|  | 22 | 0.553 | 2.2033 | 1.2184 | 0.5708 | 45.1155 | 25.7519 | 0.3061 | 0.1081 | 0.033089 | 0.3025 | 1.2112 | 0.36639 | 0.3103 | 189.253 | 58.7252 | 0.4616 | 166.1756 | 76.7067 | 0.3044 | 113.2004 | 34.4582 | 0.496 | 174.1633 | 86.385 | 0.2386 | 113.354 | 27.0463
|  | 23 | 0.5468 | 5.4779 | 2.9953 | 0.5739 | 50.9547 | 29.2429 | 0.3163 | 0 | 0 | 0.2993 | 1.7204 | 0.5149 | 0.3348 | 184.7185 | 61.8437 | 0.4857 | 177.1259 | 86.0301 | 0.3252 | 168.26 | 54.7181 | 0.5282 | 184.9056 | 97.6672 | 0.2528 | 187.0163 | 47.2777
|  | 24 | 0.5529 | 1.3909 | 0.76905 | 0.58 | 61.2148 | 35.5046 | 0.3359 | 0.076254 | 0.025614 | 0.3105 | 0.38613 | 0.11989 | 0.3581 | 189.5595 | 67.8813 | 0.5323 | 194.8994 | 103.7449 | 0.3518 | 202.4546 | 71.2235 | 0.5295 | 196.7071 | 104.1564 | 0.2751 | 200.7961 | 55.239
| 10 | 1 | 0.5517 | 0.097372 | 0.05372 | 0.5862 | 44.7286 | 26.2199 | 0.356 | 0 | 0 | 0.3344 | 0 | 0 | 0.3938 | 183.7618 | 72.3654 | 0.5682 | 196.2987 | 111.5369 | 0.3878 | 202.4939 | 78.5271 | 0.4996 | 197.0743 | 98.4583 | 0.2949 | 200.5331 | 59.1372
|  | 2 | 0.5463 | 8.1678 | 4.4621 | 0.5918 | 39.9501 | 23.6424 | 0.3785 | 0 | 0 | 0.3554 | 0 | 0 | 0.4245 | 191.8948 | 81.4594 | 0.5715 | 198.2074 | 113.2755 | 0.4169 | 201.0583 | 83.8212 | 0.5041 | 198.2006 | 99.9129 | 0.3163 | 202.2549 | 63.9732
|  | 3 | 0.5527 | 12.993 | 7.1812 | 0.591 | 90.1083 | 53.254 | 0.3933 | 33.3652 | 13.1225 | 0.3743 | 0 | 0 | 0.4423 | 168.9486 | 74.7259 | 0.5762 | 164.2318 | 94.6304 | 0.441 | 195.706 | 86.3064 | 0.5075 | 197.5393 | 100.2512 | 0.3333 | 202.4432 | 67.4743
|  | 4 | 0.5559 | 12.05 | 6.6986 | 0.5935 | 154.9305 | 91.9512 | 0.3998 | 21.0479 | 8.415 | 0.3827 | 0 | 0 | 0.4474 | 147.2111 | 65.8623 | 0.58 | 130.7927 | 75.8597 | 0.4567 | 194.3461 | 88.7579 | 0.5085 | 197.1272 | 100.2392 | 0.3523 | 201.4786 | 70.9809
|  | 5 | 0.5572 | 9.4496 | 5.2653 | 0.5942 | 136.635 | 81.1885 | 0.4007 | 0.99507 | 0.39873 | 0.39 | 0 | 0 | 0.4445 | 97.6712 | 43.4149 | 0.5805 | 135.9164 | 78.8995 | 0.4609 | 198.0394 | 91.2764 | 0.5069 | 194.5542 | 98.6195 | 0.3524 | 202.3432 | 71.3057
|  | 6 | 0.56 | 9.9612 | 5.5783 | 0.5995 | 133.8407 | 80.2375 | 0.3924 | 7.9e-05 | 3.1e-05 | 0.3993 | 0 | 0 | 0.4427 | 97.667 | 43.2372 | 0.5778 | 162.3412 | 93.8008 | 0.4473 | 202.1441 | 90.419 | 0.5018 | 194.7931 | 97.7472 | 0.347 | 202.2789 | 70.1908
|  | 7 | 0.558 | 43.4425 | 24.2409 | 0.5967 | 79.7608 | 47.5932 | 0.39 | 8.7293 | 3.4044 | 0.4252 | 0 | 0 | 0.4537 | 60.7051 | 27.5419 | 0.5728 | 140.4683 | 80.4602 | 0.4244 | 202.3507 | 85.8776 | 0.5084 | 198.3174 | 100.8246 | 0.3439 | 201.2025 | 69.1936
|  | 8 | 0.5431 | 53.2657 | 28.9286 | 0.583 | 63.7341 | 37.157 | 0.3687 | 20.2666 | 7.4723 | 0.4361 | 0.40164 | 0.17516 | 0.4507 | 52.7316 | 23.7661 | 0.5649 | 122.2618 | 69.0657 | 0.3966 | 192.8169 | 76.4712 | 0.5303 | 198.0665 | 105.0347 | 0.3249 | 201.8263 | 65.5734
|  | 9 | 0.5543 | 48.2502 | 26.7451 | 0.5731 | 60.0228 | 34.399 | 0.3366 | 20.6602 | 6.9542 | 0.427 | 0.000244 | 0.00010419 | 0.4315 | 52.7403 | 22.7575 | 0.5273 | 131.7394 | 69.4662 | 0.3743 | 177.4951 | 66.4364 | 0.5183 | 197.8984 | 102.5708 | 0.2995 | 197.7295 | 59.22
|  | 10 | 0.5508 | 12.2606 | 6.7532 | 0.5676 | 69.7633 | 39.5976 | 0.3187 | 6.8424 | 2.1807 | 0.415 | 0.31117 | 0.12914 | 0.4116 | 52.7693 | 21.7198 | 0.5089 | 142.0884 | 72.3088 | 0.3675 | 149.1306 | 54.8055 | 0.4922 | 198.0467 | 97.4786 | 0.2861 | 193.1343 | 55.2557
|  | 11 | 0.5747 | 1.0353 | 0.59498 | 0.5375 | 58.4288 | 31.4055 | 0.3066 | 0.24709 | 0.075757 | 0.4028 | 2.5357 | 1.0214 | 0.4013 | 110.0724 | 44.1721 | 0.4925 | 98.8025 | 48.6602 | 0.3589 | 148.5655 | 53.3202 | 0.4696 | 196.4291 | 92.2431 | 0.2731 | 193.9497 | 52.9677
|  | 12 | 0.5829 | 3.46 | 2.0168 | 0.4672 | 50.1717 | 23.4402 | 0.303 | 0.002699 | 0.0008178 | 0.3875 | 4.1681 | 1.6151 | 0.3951 | 110.2044 | 43.5417 | 0.489 | 94.2739 | 46.0999 | 0.3529 | 112.0882 | 39.5559 | 0.4568 | 190.5433 | 87.0402 | 0.2669 | 185.7454 | 49.5754
|  | 13 | 0.5921 | 12.6492 | 7.4896 | 0.4866 | 53.2043 | 25.8892 | 0.3097 | 0.75667 | 0.23434 | 0.3814 | 9.9617 | 3.7994 | 0.405 | 90.3099 | 36.5755 | 0.4972 | 82.8532 | 41.1946 | 0.3553 | 107.6442 | 38.246 | 0.4596 | 169.1558 | 77.744 | 0.2658 | 166.7342 | 44.3179
|  | 14 | 0.5928 | 14.7813 | 8.7624 | 0.4715 | 47.1456 | 22.2291 | 0.2982 | 0.10241 | 0.030537 | 0.3809 | 6.256 | 2.3829 | 0.4142 | 73.8699 | 30.5969 | 0.4804 | 113.07 | 54.3188 | 0.3405 | 92.1713 | 31.3843 | 0.4376 | 142.7674 | 62.475 | 0.2503 | 133.9697 | 33.5326
|  | 15 | 0.5902 | 15.0773 | 8.8986 | 0.4633 | 63.2436 | 29.3008 | 0.289 | 0 | 0 | 0.3824 | 6.7238 | 2.5712 | 0.4164 | 58.2702 | 24.2637 | 0.4626 | 80.8764 | 37.4134 | 0.3276 | 73.7834 | 24.1715 | 0.4156 | 134.163 | 55.7581 | 0.2393 | 115.4237 | 27.6209
|  | 16 | 0.5894 | 12.4787 | 7.3549 | 0.4512 | 64.7016 | 29.1934 | 0.2857 | 0.022242 | 0.0063545 | 0.384 | 13.0893 | 5.0263 | 0.4071 | 48.9944 | 19.9456 | 0.4567 | 49.7987 | 22.7431 | 0.3187 | 78.9923 | 25.1749 | 0.4024 | 122.6768 | 49.3651 | 0.2359 | 76.4864 | 18.0431
|  | 17 | 0.5819 | 14.4926 | 8.4333 | 0.4537 | 59.2701 | 26.8908 | 0.2878 | 0.097048 | 0.02793 | 0.3786 | 6.4826 | 2.4543 | 0.3835 | 34.3599 | 13.177 | 0.4497 | 46.2123 | 20.7817 | 0.3156 | 63.2247 | 19.9537 | 0.3967 | 115.353 | 45.7605 | 0.2352 | 60.3305 | 14.1897
|  | 18 | 0.5503 | 7.3701 | 4.0558 | 0.4832 | 40.6458 | 19.6401 | 0.3076 | 0 | 0 | 0.3502 | 1.2985 | 0.45472 | 0.331 | 33.6582 | 11.1409 | 0.4394 | 35.6643 | 15.6709 | 0.3064 | 105.7901 | 32.4141 | 0.3968 | 94.0221 | 37.308 | 0.2429 | 35.0213 | 8.5067
|  | 19 | 0.5574 | 22.747 | 12.6792 | 0.5248 | 32.7923 | 17.2094 | 0.3143 | 0 | 0 | 0.297 | 0 | 0 | 0.2818 | 50.3181 | 14.1796 | 0.4247 | 47.5217 | 20.1824 | 0.2848 | 148.9896 | 42.4322 | 0.3675 | 91.6969 | 33.6986 | 0.2328 | 59.7779 | 13.9163
|  | 20 | 0.5492 | 39.7144 | 21.8112 | 0.5343 | 67.1148 | 35.8595 | 0.3006 | 0.3438 | 0.10335 | 0.2902 | 2.6096 | 0.7573 | 0.2896 | 117.0636 | 33.9016 | 0.4443 | 59.1623 | 26.2858 | 0.3 | 180.9189 | 54.2757 | 0.3789 | 87.6052 | 33.1936 | 0.2355 | 90.1511 | 21.2306
|  | 21 | 0.5498 | 36.7501 | 20.2052 | 0.557 | 92.4026 | 51.4682 | 0.3034 | 0.46042 | 0.13969 | 0.3029 | 8.9166 | 2.7008 | 0.3096 | 137.7469 | 42.6464 | 0.4654 | 104.5969 | 48.6794 | 0.3198 | 201.1213 | 64.3186 | 0.3994 | 82.5008 | 32.9508 | 0.2293 | 122.1613 | 28.0116
|  | 22 | 0.5501 | 44.5793 | 24.5231 | 0.5605 | 89.4369 | 50.1294 | 0.3041 | 0.010996 | 0.0033439 | 0.3112 | 14.1311 | 4.3976 | 0.3262 | 178.2696 | 58.1515 | 0.4702 | 136.0582 | 63.9746 | 0.3258 | 202.5184 | 65.9805 | 0.4086 | 102.1925 | 41.7559 | 0.2203 | 163.2879 | 35.9723
|  | 23 | 0.5545 | 37.9747 | 21.057 | 0.5697 | 81.2936 | 46.313 | 0.3256 | 0 | 0 | 0.3158 | 9.5621 | 3.0197 | 0.341 | 190.707 | 65.0311 | 0.5031 | 176.6881 | 88.8918 | 0.3454 | 202.5082 | 69.9463 | 0.4382 | 148.3889 | 65.024 | 0.2307 | 181.4604 | 41.8629
|  | 24 | 0.5616 | 29.8571 | 16.7677 | 0.5792 | 124.7683 | 72.2658 | 0.3445 | 0 | 0 | 0.3321 | 8.9709 | 2.9792 | 0.3683 | 189.2162 | 69.6883 | 0.5504 | 168.5384 | 92.7635 | 0.3783 | 202.3401 | 76.5452 | 0.4791 | 167.0953 | 80.0553 | 0.2487 | 193.7696 | 48.1905
| 11 | 1 | 0.603 | 11.2746 | 6.7986 | 0.591 | 138.2745 | 81.7202 | 0.3623 | 1.5087 | 0.54661 | 0.338 | 24.3878 | 8.2431 | 0.395 | 179.5971 | 70.9409 | 0.5677 | 147.6476 | 83.8196 | 0.4126 | 200.9441 | 82.9096 | 0.5248 | 170.588 | 89.5246 | 0.2778 | 202.0284 | 56.1235
|  | 2 | 0.6058 | 0.027757 | 0.016815 | 0.6041 | 143.4991 | 86.6878 | 0.3824 | 2.7345 | 1.0457 | 0.3483 | 37.7481 | 13.1477 | 0.4239 | 165.1011 | 69.9864 | 0.5778 | 142.4991 | 82.336 | 0.4441 | 169.2375 | 75.1584 | 0.5245 | 178.442 | 93.5928 | 0.3045 | 200.5684 | 61.0731
|  | 3 | 0.5983 | 2.9292 | 1.7525 | 0.5763 | 160.7791 | 92.657 | 0.3972 | 1.11 | 0.44089 | 0.3664 | 42.9261 | 15.7281 | 0.4328 | 117.2708 | 50.7548 | 0.5855 | 172.6782 | 101.1031 | 0.4612 | 158.2812 | 72.9993 | 0.5127 | 196.3195 | 100.653 | 0.3198 | 202.1019 | 64.6322
|  | 4 | 0.5927 | 2.5375 | 1.504 | 0.5645 | 170.1508 | 96.0501 | 0.4087 | 0.52707 | 0.21541 | 0.3796 | 34.4757 | 13.087 | 0.4393 | 94.6963 | 41.6001 | 0.5852 | 163.9803 | 95.9613 | 0.4414 | 196.2134 | 86.6086 | 0.5033 | 197.5949 | 99.4495 | 0.3261 | 201.0902 | 65.5755
|  | 5 | 0.5885 | 6.6749 | 3.9282 | 0.5643 | 111.6161 | 62.985 | 0.4195 | 3.3437 | 1.4027 | 0.3822 | 29.1516 | 11.1417 | 0.4409 | 94.6941 | 41.7506 | 0.5815 | 184.138 | 107.0763 | 0.4267 | 192.3396 | 82.0713 | 0.5076 | 199.6165 | 101.3254 | 0.3286 | 202.0283 | 66.3865
|  | 6 | 0.5785 | 28.5068 | 16.4912 | 0.5877 | 103.8737 | 61.0465 | 0.4102 | 0.15798 | 0.064803 | 0.3808 | 16.877 | 6.4268 | 0.4264 | 94.6948 | 40.3778 | 0.5806 | 185.3278 | 107.6013 | 0.4216 | 178.299 | 75.1709 | 0.5233 | 194.6025 | 101.8355 | 0.3231 | 202.2966 | 65.362
|  | 7 | 0.5656 | 54.0307 | 30.5598 | 0.6009 | 121.7693 | 73.1712 | 0.4059 | 0.30684 | 0.12454 | 0.3923 | 1.0268 | 0.40283 | 0.4113 | 110.5974 | 45.4887 | 0.5793 | 186.9762 | 108.3153 | 0.4226 | 196.2398 | 82.9309 | 0.5258 | 188.009 | 98.8551 | 0.3152 | 202.3733 | 63.7881
|  | 8 | 0.5773 | 66.3662 | 38.3132 | 0.5886 | 106.0804 | 62.4389 | 0.3886 | 0 | 0 | 0.3826 | 0.00881 | 0.0033707 | 0.3803 | 161.0157 | 61.2343 | 0.5778 | 181.8784 | 105.0893 | 0.4247 | 201.9529 | 85.7694 | 0.5031 | 178.1308 | 89.6176 | 0.2979 | 201.9821 | 60.1705
|  | 9 | 0.5935 | 50.6914 | 30.0854 | 0.5789 | 108.6094 | 62.874 | 0.36 | 0 | 0 | 0.3621 | 0 | 0 | 0.3545 | 171.8428 | 60.9183 | 0.5876 | 187.5309 | 110.1932 | 0.4119 | 199.7001 | 82.2565 | 0.4697 | 172.3366 | 80.9465 | 0.2735 | 200.8491 | 54.9322
|  | 10 | 0.6071 | 38.0892 | 23.1239 | 0.5731 | 94.3098 | 54.049 | 0.3443 | 0.20604 | 0.070941 | 0.3469 | 0 | 0 | 0.3394 | 154.1323 | 52.3125 | 0.5813 | 186.4444 | 108.3801 | 0.4044 | 195.9181 | 79.2293 | 0.4469 | 171.955 | 76.8467 | 0.2576 | 197.6789 | 50.9221
|  | 11 | 0.6044 | 43.9593 | 26.569 | 0.568 | 83.6251 | 47.4991 | 0.3337 | 7.7e-05 | 2.5695e-05 | 0.3338 | 0 | 0 | 0.3254 | 120.2162 | 39.1184 | 0.576 | 178.8487 | 103.0169 | 0.3656 | 195.7182 | 71.5546 | 0.4262 | 169.431 | 72.2115 | 0.2462 | 188.6312 | 46.441
|  | 12 | 0.6039 | 64.4859 | 38.943 | 0.5689 | 89.6359 | 50.9939 | 0.3331 | 0 | 0 | 0.3226 | 6.1895 | 1.9967 | 0.3217 | 95.5172 | 30.7279 | 0.5696 | 160.8343 | 91.6112 | 0.3682 | 194.8489 | 71.7434 | 0.4216 | 164.148 | 69.2048 | 0.2413 | 170.7783 | 41.2088
|  | 13 | 0.6045 | 63.6836 | 38.4968 | 0.5732 | 72.2529 | 41.4153 | 0.3469 | 0 | 0 | 0.3216 | 1.0197 | 0.32795 | 0.32 | 75.9787 | 24.3132 | 0.5706 | 154.9526 | 88.416 | 0.3982 | 188.8717 | 75.2087 | 0.4259 | 155.8376 | 66.3712 | 0.2424 | 127.1042 | 30.8101
|  | 14 | 0.6037 | 48.4629 | 29.2571 | 0.569 | 51.9361 | 29.5517 | 0.3334 | 0.33167 | 0.11058 | 0.3202 | 0.021182 | 0.0067825 | 0.308 | 58.7705 | 18.1013 | 0.5694 | 146.485 | 83.4086 | 0.3933 | 183.1109 | 72.0175 | 0.4094 | 122.4076 | 50.1137 | 0.2264 | 96.8668 | 21.9306
|  | 15 | 0.6039 | 69.7448 | 42.1189 | 0.5691 | 38.13 | 21.6998 | 0.3227 | 0.13289 | 0.042884 | 0.3195 | 0 | 0 | 0.2996 | 33.3879 | 10.003 | 0.5616 | 140.7434 | 79.0415 | 0.3831 | 167.0235 | 63.9867 | 0.4 | 124.4771 | 49.7909 | 0.2188 | 80.3072 | 17.5712
|  | 16 | 0.6043 | 65.111 | 39.3466 | 0.5694 | 41.4182 | 23.5835 | 0.3127 | 0.16383 | 0.051229 | 0.3168 | 0 | 0 | 0.2979 | 29.6009 | 8.8181 | 0.5524 | 131.9147 | 72.8697 | 0.3781 | 147.1937 | 55.6539 | 0.3905 | 129.0822 | 50.4066 | 0.2166 | 85.9649 | 18.62
|  | 17 | 0.6053 | 53.0118 | 32.088 | 0.5721 | 56.7588 | 32.4717 | 0.3216 | 0 | 0 | 0.3047 | 0 | 0 | 0.2958 | 26.7996 | 7.9273 | 0.5348 | 119.4976 | 63.9073 | 0.3694 | 125.8749 | 46.4982 | 0.3836 | 132.3562 | 50.7718 | 0.2202 | 77.8637 | 17.1456
|  | 18 | 0.6045 | 28.1713 | 17.0295 | 0.5752 | 47.6387 | 27.4018 | 0.3448 | 0.000536 | 0.00018481 | 0.2808 | 0 | 0 | 0.2858 | 15.1586 | 4.3323 | 0.4911 | 102.2853 | 50.2323 | 0.3421 | 102.7853 | 35.1629 | 0.3842 | 119.8029 | 46.0283 | 0.2272 | 54.8748 | 12.4676
|  | 19 | 0.5986 | 8.0074 | 4.7932 | 0.5792 | 51.7319 | 29.9631 | 0.3493 | 0 | 0 | 0.243 | 0 | 0 | 0.2618 | 28.7601 | 7.5294 | 0.4404 | 124.1802 | 54.6889 | 0.3036 | 116.0099 | 35.2206 | 0.3596 | 115.8151 | 41.6471 | 0.2179 | 92.4437 | 20.1435
|  | 20 | 0.6106 | 1.4452 | 0.88243 | 0.5746 | 82.6777 | 47.5066 | 0.3399 | 0 | 0 | 0.242 | 0 | 0 | 0.2737 | 65.0357 | 17.8003 | 0.4629 | 148.947 | 68.9476 | 0.3132 | 157.2709 | 49.2572 | 0.3751 | 171.6476 | 64.385 | 0.2223 | 105.6328 | 23.4822
|  | 21 | 0.6064 | 4.5224 | 2.7424 | 0.5734 | 90.1198 | 51.6747 | 0.3431 | 0.001254 | 0.00043025 | 0.2558 | 0 | 0 | 0.2924 | 106.4219 | 31.1178 | 0.4964 | 154.8567 | 76.8709 | 0.334 | 181.2355 | 60.5327 | 0.3955 | 201.992 | 79.8878 | 0.2329 | 129.0923 | 30.0656
|  | 22 | 0.5951 | 5.2278 | 3.1111 | 0.5713 | 65.9613 | 37.6837 | 0.3429 | 1.6582 | 0.56861 | 0.2672 | 0 | 0 | 0.2997 | 156.8975 | 47.0222 | 0.5176 | 170.8055 | 88.4089 | 0.3509 | 171.1887 | 60.0701 | 0.4035 | 198.4307 | 80.0668 | 0.2342 | 132.458 | 31.0217
|  | 23 | 0.5999 | 0.29557 | 0.17731 | 0.5741 | 68.3511 | 39.2404 | 0.3538 | 0.000537 | 0.00018999 | 0.2822 | 0 | 0 | 0.3166 | 193.9515 | 61.405 | 0.5413 | 181.9814 | 98.5065 | 0.3742 | 165.9285 | 62.0904 | 0.4323 | 197.6765 | 85.4556 | 0.243 | 169.5052 | 41.1898
|  | 24 | 0.605 | 0.99656 | 0.60292 | 0.5852 | 57.5445 | 33.675 | 0.3758 | 0 | 0 | 0.2986 | 0 | 0 | 0.3439 | 202.4512 | 69.623 | 0.5649 | 178.453 | 100.8081 | 0.4042 | 183.0878 | 74.0041 | 0.4727 | 200.2553 | 94.6607 | 0.2577 | 193.6815 | 49.9117
| 12 | 1 | 0.6065 | 0.086011 | 0.052166 | 0.5902 | 61.6532 | 36.3877 | 0.3986 | 0 | 0 | 0.3112 | 0 | 0 | 0.3702 | 201.209 | 74.4876 | 0.5694 | 172.4783 | 98.2091 | 0.4368 | 199.1372 | 86.9831 | 0.5168 | 201.3868 | 104.0767 | 0.2769 | 200.6722 | 55.5661
|  | 2 | 0.5932 | 28.3399 | 16.8113 | 0.5841 | 173.4276 | 101.299 | 0.4222 | 0 | 0 | 0.3189 | 0 | 0 | 0.3595 | 192.8166 | 69.3176 | 0.5851 | 189.3603 | 110.7947 | 0.464 | 194.8448 | 90.408 | 0.5311 | 202.5784 | 107.5894 | 0.3147 | 200.1965 | 63.0018
|  | 3 | 0.581 | 83.6415 | 48.5957 | 0.5822 | 176.2581 | 102.6175 | 0.4387 | 0 | 0 | 0.3326 | 0 | 0 | 0.3854 | 188.266 | 72.5577 | 0.5702 | 196.1827 | 111.8634 | 0.4853 | 183.4686 | 89.0373 | 0.5239 | 202.5863 | 106.135 | 0.3325 | 201.2186 | 66.9052
|  | 4 | 0.5689 | 159.6285 | 90.8127 | 0.5855 | 173.3812 | 101.5147 | 0.4486 | 25.0748 | 11.2486 | 0.3443 | 3.1326 | 1.0785 | 0.3963 | 191.9848 | 76.0836 | 0.5655 | 189.3278 | 107.0649 | 0.4962 | 197.1853 | 97.8433 | 0.516 | 202.5563 | 104.5191 | 0.3487 | 201.3103 | 70.1969
|  | 5 | 0.5661 | 151.1145 | 85.5459 | 0.5845 | 180.661 | 105.5964 | 0.4531 | 62.689 | 28.4044 | 0.3525 | 14.786 | 5.2121 | 0.3939 | 191.7688 | 75.5377 | 0.5655 | 199.2449 | 112.673 | 0.502 | 197.3454 | 99.0674 | 0.5175 | 202.4844 | 104.7857 | 0.3581 | 201.5622 | 72.1794
|  | 6 | 0.5741 | 102.948 | 59.1024 | 0.581 | 177.9751 | 103.4035 | 0.4431 | 48.4914 | 21.4865 | 0.3533 | 20.1774 | 7.1287 | 0.3862 | 181.3853 | 70.051 | 0.5753 | 199.9729 | 115.0444 | 0.5088 | 181.2802 | 92.2353 | 0.5294 | 202.1077 | 106.9958 | 0.3637 | 202.0102 | 73.4711
|  | 7 | 0.5805 | 73.389 | 42.6023 | 0.5821 | 181.2272 | 105.4923 | 0.4333 | 36.6467 | 15.879 | 0.3758 | 28.5901 | 10.7442 | 0.3801 | 185.5562 | 70.5299 | 0.585 | 192.6218 | 112.6837 | 0.531 | 184.6361 | 98.0418 | 0.531 | 202.5393 | 107.5484 | 0.3757 | 202.4399 | 76.0567
|  | 8 | 0.5825 | 69.9255 | 40.7316 | 0.583 | 146.1319 | 85.1949 | 0.4069 | 44.2822 | 18.0184 | 0.3839 | 6.6332 | 2.5465 | 0.3481 | 181.9824 | 63.3481 | 0.5904 | 186.7534 | 110.2592 | 0.5462 | 189.5295 | 103.521 | 0.5079 | 202.2304 | 102.7128 | 0.3791 | 202.3345 | 76.705
|  | 9 | 0.5794 | 52.3202 | 30.3143 | 0.5755 | 96.4508 | 55.5074 | 0.3717 | 56.6716 | 21.0648 | 0.3784 | 17.5965 | 6.6585 | 0.3259 | 148.5388 | 48.4088 | 0.5791 | 194.2591 | 112.4954 | 0.5435 | 181.5074 | 98.6493 | 0.4744 | 202.1825 | 95.9154 | 0.3425 | 202.2145 | 69.2585
|  | 10 | 0.5739 | 25.2878 | 14.5127 | 0.5722 | 75.886 | 43.422 | 0.3555 | 44.6522 | 15.8739 | 0.3565 | 5.4447 | 1.941 | 0.3011 | 134.9415 | 40.6309 | 0.5745 | 181.6263 | 104.3443 | 0.5117 | 154.7963 | 79.2093 | 0.4498 | 198.8551 | 89.445 | 0.3218 | 201.1856 | 64.7415
|  | 11 | 0.5676 | 30.9739 | 17.5808 | 0.5717 | 66.1222 | 37.8021 | 0.342 | 30.8979 | 10.5671 | 0.3419 | 4.92 | 1.6821 | 0.2983 | 117.1311 | 34.9402 | 0.5746 | 177.1527 | 101.7919 | 0.4862 | 136.7238 | 66.4751 | 0.4365 | 190.0956 | 82.9767 | 0.3199 | 195.2116 | 62.4482
|  | 12 | 0.5739 | 42.8688 | 24.6024 | 0.5696 | 33.771 | 19.236 | 0.3281 | 17.7518 | 5.8244 | 0.3327 | 9.4562 | 3.1461 | 0.2927 | 126.5098 | 37.0294 | 0.5648 | 176.2129 | 99.5251 | 0.4649 | 141.524 | 65.7945 | 0.4317 | 170.0229 | 73.3989 | 0.3158 | 168.1646 | 53.1064
|  | 13 | 0.5764 | 42.5299 | 24.5142 | 0.5744 | 15.0829 | 8.6636 | 0.3383 | 20.1038 | 6.8011 | 0.3317 | 8.1044 | 2.6882 | 0.2911 | 100.2337 | 29.178 | 0.5562 | 154.2571 | 85.7978 | 0.4562 | 110.1528 | 50.2517 | 0.4337 | 135.2294 | 58.649 | 0.3062 | 124.7938 | 38.2119
|  | 14 | 0.5778 | 25.6956 | 14.8469 | 0.5745 | 8.5899 | 4.9349 | 0.3254 | 20.5965 | 6.7021 | 0.3376 | 1.0752 | 0.36297 | 0.2738 | 97.2988 | 26.6404 | 0.53 | 110.3814 | 58.5022 | 0.459 | 95.3761 | 43.7776 | 0.4151 | 111.9465 | 46.469 | 0.2946 | 83.7045 | 24.6593
|  | 15 | 0.5826 | 23.3708 | 13.6158 | 0.5463 | 4.512 | 2.4649 | 0.3223 | 26.1765 | 8.4367 | 0.3374 | 3.0789 | 1.0388 | 0.2688 | 61.0042 | 16.3979 | 0.5066 | 130.0912 | 65.9042 | 0.4552 | 74.7773 | 34.0386 | 0.4012 | 97.8141 | 39.243 | 0.2893 | 73.7169 | 21.3263
|  | 16 | 0.5859 | 18.526 | 10.8544 | 0.5033 | 1.4739 | 0.74181 | 0.3231 | 32.4215 | 10.4754 | 0.3325 | 2.8463 | 0.94638 | 0.267 | 45.5067 | 12.1503 | 0.4936 | 118.8668 | 58.6726 | 0.4429 | 60.2569 | 26.6878 | 0.3943 | 78.7785 | 31.0624 | 0.289 | 84.1405 | 24.3166
|  | 17 | 0.587 | 18.9517 | 11.1246 | 0.4739 | 9.8741 | 4.6793 | 0.327 | 37.1224 | 12.139 | 0.325 | 0 | 0 | 0.2647 | 22.3092 | 5.9052 | 0.477 | 89.8324 | 42.8501 | 0.4156 | 72.9698 | 30.3263 | 0.3914 | 74.2188 | 29.0493 | 0.2853 | 96.8414 | 27.6288
|  | 18 | 0.5955 | 24.0979 | 14.3503 | 0.5004 | 15.5404 | 7.7764 | 0.3489 | 17.7447 | 6.1911 | 0.2956 | 0 | 0 | 0.263 | 23.4594 | 6.1698 | 0.4453 | 68.7451 | 30.6122 | 0.3712 | 103.5563 | 38.4401 | 0.3899 | 53.0363 | 20.6788 | 0.2761 | 93.7611 | 25.8874
|  | 19 | 0.6077 | 36.0767 | 21.9238 | 0.4987 | 28.7779 | 14.3515 | 0.3565 | 26.4458 | 9.4279 | 0.2478 | 0 | 0 | 0.2547 | 24.6501 | 6.2784 | 0.4159 | 114.3025 | 47.5384 | 0.3186 | 100.8484 | 32.1303 | 0.3665 | 75.3802 | 27.6268 | 0.2489 | 82.5057 | 20.5357
|  | 20 | 0.6045 | 46.3027 | 27.99 | 0.4738 | 47.1725 | 22.3503 | 0.3463 | 21.5137 | 7.4502 | 0.2428 | 0.71667 | 0.17401 | 0.2689 | 26.1218 | 7.0242 | 0.4326 | 119.2905 | 51.6051 | 0.3284 | 91.4213 | 30.0228 | 0.3844 | 122.4271 | 47.061 | 0.2519 | 128.2634 | 32.3096
|  | 21 | 0.6027 | 47.2726 | 28.4912 | 0.4729 | 51.1403 | 24.1843 | 0.3523 | 0.90266 | 0.31801 | 0.2525 | 0.10605 | 0.026779 | 0.2865 | 39.8892 | 11.4282 | 0.4565 | 135.1453 | 61.6938 | 0.3435 | 94.7163 | 32.5351 | 0.3967 | 180.7181 | 71.6909 | 0.2672 | 176.235 | 47.09
|  | 22 | 0.603 | 30.0907 | 18.1447 | 0.474 | 53.027 | 25.1348 | 0.3544 | 0 | 0 | 0.2601 | 0 | 0 | 0.2884 | 63.61 | 18.3451 | 0.4701 | 161.9579 | 76.1364 | 0.3613 | 113.4432 | 40.987 | 0.4053 | 190.6684 | 77.2779 | 0.2723 | 193.7577 | 52.7602
|  | 23 | 0.6038 | 17.3462 | 10.4736 | 0.4941 | 48.815 | 24.1195 | 0.3721 | 0 | 0 | 0.2658 | 0 | 0 | 0.3016 | 158.559 | 47.8214 | 0.4939 | 150.5099 | 74.3369 | 0.3762 | 168.2958 | 63.3129 | 0.4292 | 196.8062 | 84.4692 | 0.2864 | 201.1726 | 57.6158
|  | 24 | 0.6071 | 5.0422 | 3.0611 | 0.5321 | 28.5389 | 15.1855 | 0.3954 | 1.871 | 0.73978 | 0.2816 | 0 | 0 | 0.3278 | 184.4751 | 60.4709 | 0.547 | 162.7527 | 89.0257 | 0.4078 | 189.5774 | 77.3097 | 0.4704 | 202.2454 | 95.1362 | 0.3024 | 201.6618 | 60.9825
| 13 | 1 | 0.6023 | 3.8574 | 2.3233 | 0.5339 | 24.0954 | 12.8645 | 0.4136 | 57.4213 | 23.7494 | 0.2975 | 0 | 0 | 0.3455 | 146.1189 | 50.4841 | 0.574 | 165.4211 | 94.9517 | 0.4374 | 185.6447 | 81.201 | 0.5107 | 201.186 | 102.7457 | 0.3215 | 202.028 | 64.952
|  | 2 | 0.5899 | 0.57891 | 0.3415 | 0.537 | 94.6533 | 50.8288 | 0.4404 | 95.6633 | 42.1301 | 0.3204 | 0 | 0 | 0.3641 | 121.0138 | 44.0611 | 0.5795 | 168.0802 | 97.4025 | 0.4639 | 177.4375 | 82.3133 | 0.5278 | 198.5718 | 104.8062 | 0.3417 | 202.3016 | 69.1265
|  | 3 | 0.58 | 15.5848 | 9.0392 | 0.5483 | 93.8766 | 51.4725 | 0.459 | 147.3684 | 67.6421 | 0.3492 | 7.8335 | 2.7354 | 0.3821 | 83.0574 | 31.7362 | 0.5878 | 173.2661 | 101.8458 | 0.4776 | 178.5978 | 85.2983 | 0.5266 | 188.8325 | 99.4392 | 0.3657 | 202.0284 | 73.8818
|  | 4 | 0.5762 | 30.3674 | 17.4977 | 0.5609 | 82.5631 | 46.3097 | 0.4699 | 159.3995 | 74.9018 | 0.36 | 3.3391 | 1.2021 | 0.3901 | 69.8997 | 27.2679 | 0.5946 | 165.01 | 98.1149 | 0.4851 | 195.7871 | 94.9763 | 0.525 | 197.9123 | 103.904 | 0.375 | 202.3664 | 75.8874
|  | 5 | 0.574 | 67.3107 | 38.6363 | 0.5752 | 81.9809 | 47.1554 | 0.4745 | 182.1372 | 86.4241 | 0.3616 | 7e-06 | 2.5312e-06 | 0.3919 | 69.2695 | 27.1467 | 0.5953 | 160.0742 | 95.2922 | 0.4862 | 201.1829 | 97.8151 | 0.5266 | 201.3416 | 106.0265 | 0.3905 | 202.2974 | 78.9971
|  | 6 | 0.5722 | 90.2466 | 51.6391 | 0.5746 | 127.2002 | 73.0892 | 0.4667 | 166.3368 | 77.6294 | 0.3566 | 2.5195 | 0.89846 | 0.3862 | 131.9589 | 50.9625 | 0.5965 | 157.4 | 93.8891 | 0.4656 | 200.361 | 93.2881 | 0.5278 | 198.7546 | 104.9027 | 0.4078 | 201.6153 | 82.2187
|  | 7 | 0.5783 | 62.4289 | 36.1026 | 0.5769 | 81.6119 | 47.0819 | 0.4601 | 152.36 | 70.1008 | 0.3487 | 11.5364 | 4.0228 | 0.3767 | 147.3707 | 55.5145 | 0.5938 | 176.1624 | 104.6052 | 0.4368 | 201.0684 | 87.8267 | 0.525 | 177.2423 | 93.0522 | 0.4382 | 201.7038 | 88.3866
|  | 8 | 0.6061 | 44.8632 | 27.1916 | 0.5759 | 43.2497 | 24.9075 | 0.4379 | 129.2615 | 56.6036 | 0.3192 | 0.93687 | 0.29905 | 0.3719 | 128.0586 | 47.625 | 0.5941 | 168.9193 | 100.3549 | 0.4042 | 201.2986 | 81.3649 | 0.4943 | 198.4867 | 98.112 | 0.4523 | 159.6695 | 72.2185
|  | 9 | 0.5993 | 11.4464 | 6.8598 | 0.5709 | 53.7439 | 30.6824 | 0.4003 | 140.0072 | 56.0449 | 0.2906 | 0.38893 | 0.11302 | 0.3494 | 111.3797 | 38.9161 | 0.5956 | 130.1916 | 77.5421 | 0.3709 | 195.3022 | 72.4376 | 0.464 | 199.5341 | 92.5838 | 0.4321 | 137.6184 | 59.4649
|  | 10 | 0.6087 | 0 | 0 | 0.5715 | 45.3483 | 25.9166 | 0.3797 | 155.8369 | 59.1713 | 0.2783 | 0.25761 | 0.071694 | 0.3346 | 112.8345 | 37.7544 | 0.5894 | 145.3043 | 85.6423 | 0.3509 | 199.0283 | 69.839 | 0.4324 | 197.6486 | 85.4632 | 0.4157 | 137.6361 | 57.2153
|  | 11 | 0.6198 | 0 | 0 | 0.5567 | 35.3006 | 19.6519 | 0.3643 | 131.3481 | 47.8501 | 0.2659 | 0.15213 | 0.04045 | 0.3226 | 107.1427 | 34.5642 | 0.5836 | 157.7914 | 92.087 | 0.3336 | 186.6221 | 62.2571 | 0.4128 | 178.5407 | 73.7016 | 0.4004 | 154.0844 | 61.6954
|  | 12 | 0.6192 | 0 | 0 | 0.5548 | 25.0859 | 13.9177 | 0.3617 | 90.8434 | 32.858 | 0.2582 | 0.46448 | 0.11993 | 0.3246 | 102.078 | 33.1345 | 0.5803 | 161.4965 | 93.7164 | 0.3101 | 170.104 | 52.7493 | 0.4088 | 149.4203 | 61.083 | 0.3933 | 163.9706 | 64.4897
|  | 13 | 0.6188 | 0 | 0 | 0.5711 | 18.8925 | 10.7895 | 0.3676 | 64.1396 | 23.5777 | 0.2588 | 0.0706 | 0.018271 | 0.3289 | 80.505 | 26.4781 | 0.5799 | 157.2417 | 91.1845 | 0.308 | 159.3313 | 49.074 | 0.4101 | 118.1975 | 48.4728 | 0.3872 | 144.3501 | 55.8924
|  | 14 | 0.6076 | 0.1551 | 0.094237 | 0.5462 | 26.9035 | 14.6947 | 0.3506 | 61.9259 | 21.7112 | 0.2494 | 0.53727 | 0.13399 | 0.3132 | 55.555 | 17.3998 | 0.5781 | 140.6543 | 81.3122 | 0.2946 | 139.9633 | 41.2332 | 0.3877 | 89.6906 | 34.7731 | 0.3828 | 135.2811 | 51.7856
|  | 15 | 0.6083 | 3.8674 | 2.3526 | 0.5271 | 59.33 | 31.2729 | 0.3421 | 40.3625 | 13.808 | 0.2437 | 7.7606 | 1.8913 | 0.3014 | 41.9377 | 12.64 | 0.5673 | 121.2566 | 68.7889 | 0.284 | 127.2393 | 36.136 | 0.3725 | 74.1142 | 27.6075 | 0.3786 | 151.9043 | 57.511
|  | 16 | 0.6112 | 4.023 | 2.4588 | 0.5272 | 43.5837 | 22.9773 | 0.3417 | 36.9445 | 12.6239 | 0.2415 | 9.1526 | 2.2104 | 0.2897 | 16.2424 | 4.7054 | 0.5569 | 102.4123 | 57.0334 | 0.2786 | 112.8738 | 31.4467 | 0.3654 | 81.258 | 29.6917 | 0.3705 | 161.1278 | 59.6978
|  | 17 | 0.6168 | 15.4091 | 9.5043 | 0.5386 | 43.9049 | 23.6472 | 0.3448 | 34.7323 | 11.9757 | 0.2395 | 0.57647 | 0.13807 | 0.2804 | 4.2272 | 1.1853 | 0.5432 | 90.4294 | 49.1212 | 0.2726 | 97.0905 | 26.4669 | 0.3623 | 75.7246 | 27.435 | 0.3528 | 160.1952 | 56.5169
|  | 18 | 0.5955 | 1.2404 | 0.73869 | 0.5751 | 29.3664 | 16.8886 | 0.3636 | 30.2696 | 11.006 | 0.2386 | 0.29486 | 0.070353 | 0.2716 | 3.3386 | 0.90675 | 0.4869 | 104.9817 | 51.1156 | 0.2704 | 83.4463 | 22.5639 | 0.3679 | 65.7231 | 24.1795 | 0.3251 | 158.2008 | 51.4311
|  | 19 | 0.6012 | 0 | 0 | 0.5727 | 18.9263 | 10.8391 | 0.3668 | 31.8109 | 11.6682 | 0.217 | 4.2117 | 0.91393 | 0.2553 | 17.582 | 4.4887 | 0.4357 | 181.6549 | 79.147 | 0.2555 | 58.3074 | 14.8976 | 0.3467 | 73.5966 | 25.516 | 0.2796 | 176.1466 | 49.2506
|  | 20 | 0.5951 | 0.35674 | 0.2123 | 0.5656 | 20.0355 | 11.3321 | 0.3581 | 15.7979 | 5.6572 | 0.2201 | 10.9475 | 2.4096 | 0.2709 | 30.436 | 8.2451 | 0.4571 | 191.8857 | 87.711 | 0.2673 | 83.0888 | 22.2096 | 0.3622 | 112.8976 | 40.8915 | 0.279 | 163.1645 | 45.5229
|  | 21 | 0.6007 | 0 | 0 | 0.563 | 23.6216 | 13.299 | 0.3667 | 10.6259 | 3.8965 | 0.2285 | 6.6188 | 1.5124 | 0.2909 | 47.0298 | 13.681 | 0.4873 | 195.4392 | 95.2375 | 0.2824 | 119.4339 | 33.7281 | 0.381 | 180.9436 | 68.9395 | 0.2923 | 194.3761 | 56.8161
|  | 22 | 0.6124 | 0.25639 | 0.15701 | 0.56 | 45.157 | 25.2879 | 0.3643 | 9.5932 | 3.4948 | 0.2318 | 0.22728 | 0.052683 | 0.2997 | 48.2372 | 14.4567 | 0.5091 | 191.5313 | 97.5086 | 0.2873 | 128.5132 | 36.9218 | 0.3887 | 201.2016 | 78.2071 | 0.3022 | 191.949 | 58.007
|  | 23 | 0.5961 | 0 | 0 | 0.5675 | 48.6006 | 27.5808 | 0.3793 | 1.1069 | 0.41983 | 0.2442 | 0 | 0 | 0.3197 | 124.7789 | 39.8918 | 0.5405 | 188.1438 | 101.6917 | 0.3048 | 172.4227 | 52.5544 | 0.415 | 202.0593 | 83.8546 | 0.3115 | 183.1452 | 57.0497
|  | 24 | 0.6009 | 0 | 0 | 0.5762 | 46.5695 | 26.8333 | 0.3945 | 0 | 0 | 0.2626 | 0.001004 | 0.00026365 | 0.3333 | 131.2517 | 43.7462 | 0.5731 | 200.6397 | 114.9866 | 0.3343 | 180.4473 | 60.3235 | 0.4478 | 199.8314 | 89.4845 | 0.3289 | 167.9989 | 55.2549
| 14 | 1 | 0.6061 | 0 | 0 | 0.5775 | 62.0817 | 35.8522 | 0.4017 | 0 | 0 | 0.2812 | 19.0858 | 5.3669 | 0.3685 | 115.2531 | 42.4708 | 0.5766 | 202.3314 | 116.6643 | 0.3651 | 188.3439 | 68.7644 | 0.4822 | 201.3355 | 97.084 | 0.3491 | 160.6055 | 56.0674
|  | 2 | 0.599 | 0 | 0 | 0.5741 | 107.5782 | 61.7607 | 0.4179 | 8.2772 | 3.459 | 0.2955 | 10.1289 | 2.9931 | 0.398 | 123.2337 | 49.047 | 0.5911 | 202.4317 | 119.6574 | 0.3876 | 199.0885 | 77.1667 | 0.5129 | 201.715 | 103.4596 | 0.3712 | 165.9579 | 61.6036
|  | 3 | 0.5894 | 14.9594 | 8.8171 | 0.5654 | 164.3582 | 92.9281 | 0.4417 | 49.1855 | 21.7252 | 0.3137 | 3.7624 | 1.1803 | 0.4142 | 110.648 | 45.8304 | 0.5996 | 192.3026 | 115.3047 | 0.4072 | 199.7372 | 81.333 | 0.5119 | 201.9429 | 103.3746 | 0.3868 | 181.4454 | 70.1831
|  | 4 | 0.5795 | 125.8123 | 72.9082 | 0.566 | 179.6655 | 101.6907 | 0.458 | 92.9963 | 42.5923 | 0.3199 | 12.559 | 4.0176 | 0.4158 | 120.2661 | 50.0066 | 0.5992 | 144.5311 | 86.6031 | 0.4139 | 199.7427 | 82.6735 | 0.5098 | 201.3418 | 102.644 | 0.3959 | 193.9235 | 76.7743
|  | 5 | 0.5745 | 131.4099 | 75.495 | 0.5655 | 134.0951 | 75.8308 | 0.4694 | 93.1707 | 43.7343 | 0.3199 | 29.1844 | 9.3361 | 0.4132 | 100.8818 | 41.6844 | 0.598 | 119.672 | 71.5639 | 0.4136 | 201.761 | 83.4483 | 0.5098 | 201.2039 | 102.5737 | 0.3988 | 193.2765 | 77.0787
|  | 6 | 0.5628 | 115.2302 | 64.8516 | 0.562 | 112.3558 | 63.144 | 0.4767 | 112.1712 | 53.472 | 0.3173 | 39.8238 | 12.6361 | 0.4024 | 92.7137 | 37.308 | 0.5983 | 119.6671 | 71.5968 | 0.4003 | 201.8708 | 80.8089 | 0.5115 | 202.5797 | 103.6195 | 0.3894 | 190.07 | 74.0132
|  | 7 | 0.5678 | 58.995 | 33.4973 | 0.5605 | 85.3537 | 47.8408 | 0.4959 | 155.6687 | 77.1961 | 0.315 | 47.3403 | 14.9122 | 0.3844 | 106.143 | 40.8014 | 0.5986 | 60.1678 | 36.0164 | 0.3847 | 200.2552 | 77.0382 | 0.509 | 200.548 | 102.0789 | 0.3763 | 164.6107 | 61.943
|  | 8 | 0.5949 | 34.5099 | 20.5299 | 0.5613 | 47.1376 | 26.4584 | 0.4885 | 170.8098 | 83.4406 | 0.2915 | 24.6558 | 7.1872 | 0.3444 | 112.6194 | 38.7861 | 0.5916 | 0 | 0 | 0.3575 | 199.1087 | 71.1814 | 0.4749 | 200.5161 | 95.2251 | 0.3508 | 128.1054 | 44.9394
|  | 9 | 0.6005 | 6.6104 | 3.9696 | 0.5647 | 39.7314 | 22.4363 | 0.4713 | 155.7507 | 73.4053 | 0.2675 | 14.3354 | 3.8347 | 0.3182 | 139.4546 | 44.3745 | 0.5956 | 0 | 0 | 0.3321 | 196.201 | 65.1584 | 0.437 | 200.4492 | 87.5963 | 0.3194 | 143.7751 | 45.9218
|  | 10 | 0.5933 | 0 | 0 | 0.559 | 50.2308 | 28.079 | 0.4678 | 142.7159 | 66.7625 | 0.2568 | 27.1752 | 6.9786 | 0.3129 | 105.8387 | 33.1169 | 0.5993 | 0 | 0 | 0.316 | 191.5036 | 60.5151 | 0.4172 | 198.3666 | 82.7586 | 0.3022 | 158.8214 | 47.9958
|  | 11 | 0.5883 | 0 | 0 | 0.5526 | 60.7655 | 33.579 | 0.4473 | 135.5687 | 60.6399 | 0.2513 | 7.786 | 1.9566 | 0.3026 | 98.1977 | 29.7146 | 0.6 | 0 | 0 | 0.3043 | 166.1419 | 50.557 | 0.3979 | 191.8759 | 76.3474 | 0.2892 | 160.5324 | 46.426
|  | 12 | 0.5877 | 0 | 0 | 0.5423 | 64.4913 | 34.9736 | 0.4415 | 97.2305 | 42.9273 | 0.2517 | 0.017443 | 0.0043904 | 0.3101 | 87.4975 | 27.133 | 0.5994 | 0 | 0 | 0.3031 | 134.6256 | 40.805 | 0.3902 | 170.4964 | 66.5277 | 0.2834 | 160.3108 | 45.4321
|  | 13 | 0.5959 | 0 | 0 | 0.5628 | 69.7349 | 39.2468 | 0.4416 | 82.1992 | 36.2992 | 0.2576 | 1.0776 | 0.27758 | 0.3097 | 72.2412 | 22.3731 | 0.5998 | 0 | 0 | 0.3026 | 107.2351 | 32.4493 | 0.3884 | 143.985 | 55.9238 | 0.2839 | 142.338 | 40.4098
|  | 14 | 0.6012 | 0.03637 | 0.021866 | 0.5455 | 64.5854 | 35.2313 | 0.431 | 96.1673 | 41.4481 | 0.2493 | 8.0488 | 2.0066 | 0.294 | 56.339 | 16.5637 | 0.5996 | 0 | 0 | 0.2875 | 90.9711 | 26.1542 | 0.3684 | 117.5528 | 43.3064 | 0.2696 | 111.6114 | 30.0904
|  | 15 | 0.6064 | 3.7305 | 2.2622 | 0.5281 | 52.2809 | 27.6095 | 0.4219 | 126.0409 | 53.1766 | 0.2449 | 4.8511 | 1.188 | 0.2912 | 47.2989 | 13.7734 | 0.5943 | 0 | 0 | 0.2769 | 70.312 | 19.4694 | 0.3558 | 91.1932 | 32.4465 | 0.2575 | 89.1034 | 22.9441
|  | 16 | 0.6143 | 12.2629 | 7.5331 | 0.5271 | 31.9918 | 16.8629 | 0.4247 | 121.7921 | 51.7251 | 0.2484 | 0 | 0 | 0.2902 | 33.031 | 9.5856 | 0.5779 | 0 | 0 | 0.2703 | 72.9739 | 19.7249 | 0.3503 | 78.6638 | 27.5559 | 0.2542 | 83.0744 | 21.1175
|  | 17 | 0.6135 | 13.6582 | 8.3793 | 0.534 | 22.4545 | 11.9907 | 0.4225 | 85.2237 | 36.007 | 0.2459 | 0 | 0 | 0.2778 | 34.1605 | 9.4898 | 0.5583 | 0 | 0 | 0.2682 | 59.8689 | 16.0568 | 0.3516 | 73.1627 | 25.724 | 0.2649 | 71.1214 | 18.8401
|  | 18 | 0.5952 | 22.2394 | 13.2369 | 0.551 | 24.5783 | 13.5427 | 0.4147 | 46.2783 | 19.1916 | 0.2415 | 0 | 0 | 0.2588 | 36.2218 | 9.3742 | 0.5043 | 0 | 0 | 0.2649 | 39.3884 | 10.434 | 0.3527 | 56.597 | 19.9618 | 0.2806 | 71.2923 | 20.0046
|  | 19 | 0.6012 | 35.6489 | 21.4321 | 0.5576 | 29.2215 | 16.2939 | 0.3845 | 58.7113 | 22.5745 | 0.2203 | 3.0529 | 0.67255 | 0.2481 | 49.1322 | 12.1897 | 0.4398 | 48.7991 | 21.4618 | 0.252 | 61.0906 | 15.3948 | 0.3349 | 94.9929 | 31.8131 | 0.2739 | 111.8557 | 30.6373
|  | 20 | 0.5941 | 28.6796 | 17.0385 | 0.5247 | 27.6149 | 14.4895 | 0.3714 | 69.0037 | 25.628 | 0.2235 | 1.2934 | 0.28908 | 0.2584 | 50.4908 | 13.0468 | 0.4549 | 80.7442 | 36.7305 | 0.2612 | 85.1904 | 22.2517 | 0.3387 | 153.7564 | 52.0773 | 0.2789 | 140.1027 | 39.0747
|  | 21 | 0.5904 | 40.6881 | 24.0223 | 0.5108 | 79.9307 | 40.8286 | 0.3844 | 50.025 | 19.2296 | 0.2337 | 1.6744 | 0.3913 | 0.2674 | 48.5391 | 12.9794 | 0.4772 | 99.7316 | 47.5919 | 0.2774 | 107.0416 | 29.6933 | 0.357 | 186.9089 | 66.7265 | 0.2942 | 167.3759 | 49.242
|  | 22 | 0.604 | 20.7933 | 12.5591 | 0.5124 | 83.653 | 42.8638 | 0.397 | 86.9408 | 34.5155 | 0.2363 | 0 | 0 | 0.277 | 70.6255 | 19.5633 | 0.4968 | 99.7313 | 49.5465 | 0.2847 | 159.9411 | 45.5352 | 0.3639 | 191.9841 | 69.863 | 0.2991 | 163.4661 | 48.8927
|  | 23 | 0.5897 | 14.3465 | 8.4601 | 0.5272 | 52.0862 | 27.4598 | 0.4158 | 72.033 | 29.9513 | 0.2475 | 0.5158 | 0.12766 | 0.2913 | 114.9786 | 33.4933 | 0.5218 | 99.73 | 52.0391 | 0.305 | 172.8798 | 52.7283 | 0.382 | 200.0179 | 76.4068 | 0.3089 | 192.9214 | 59.5934
|  | 24 | 0.5793 | 25.0842 | 14.5313 | 0.5538 | 46.3192 | 25.6516 | 0.4259 | 87.2716 | 37.169 | 0.2607 | 2.279 | 0.59414 | 0.3115 | 113.4046 | 35.3255 | 0.5486 | 99.7296 | 54.7116 | 0.3318 | 157.6975 | 52.324 | 0.4095 | 196.4492 | 80.446 | 0.3299 | 199.7634 | 65.9019
| 15 | 1 | 0.5831 | 26.6408 | 15.5343 | 0.5539 | 70.76 | 39.194 | 0.4267 | 105.3846 | 44.9676 | 0.2645 | 0.87716 | 0.23201 | 0.3358 | 107.918 | 36.2389 | 0.5659 | 99.7262 | 56.4351 | 0.3605 | 195.8632 | 70.6087 | 0.4296 | 188.8396 | 81.1255 | 0.3023 | 199.3338 | 60.2586
|  | 2 | 0.582 | 122.2266 | 71.1359 | 0.5502 | 110.1863 | 60.6245 | 0.4469 | 133.0202 | 59.4467 | 0.2788 | 0.29551 | 0.082389 | 0.3596 | 120.4007 | 43.2961 | 0.5665 | 99.7237 | 56.4935 | 0.3784 | 199.1018 | 75.3401 | 0.4566 | 185.1289 | 84.5298 | 0.3015 | 200.1104 | 60.3333
|  | 3 | 0.5701 | 176.3384 | 100.5305 | 0.5384 | 141.3585 | 76.1074 | 0.4709 | 155.4553 | 73.2039 | 0.2912 | 0 | 0 | 0.3752 | 140.6741 | 52.7809 | 0.5713 | 99.7214 | 56.9709 | 0.3931 | 202.4854 | 79.597 | 0.4766 | 188.3496 | 89.7674 | 0.3129 | 199.8213 | 62.5241
|  | 4 | 0.5636 | 182.0317 | 102.5931 | 0.5335 | 145.4152 | 77.579 | 0.4836 | 171.8156 | 83.09 | 0.2972 | 0 | 0 | 0.3809 | 153.3842 | 58.424 | 0.5737 | 99.7208 | 57.2098 | 0.4006 | 202.3492 | 81.0611 | 0.4896 | 191.6984 | 93.8556 | 0.3046 | 200.3761 | 61.0346
|  | 5 | 0.5619 | 142.3867 | 80.0071 | 0.5358 | 178.8653 | 95.836 | 0.4962 | 191.3776 | 94.9616 | 0.2981 | 0 | 0 | 0.3769 | 152.8152 | 57.596 | 0.5727 | 99.7203 | 57.1098 | 0.3995 | 199.5114 | 79.7048 | 0.497 | 194.571 | 96.7018 | 0.2728 | 199.4522 | 54.4106
|  | 6 | 0.5613 | 143.0653 | 80.3026 | 0.5356 | 168.7766 | 90.3967 | 0.5098 | 185.3424 | 94.4875 | 0.2961 | 0 | 0 | 0.3654 | 139.0207 | 50.7982 | 0.5666 | 99.7178 | 56.5001 | 0.3888 | 202.206 | 78.6177 | 0.4967 | 192.1397 | 95.4358 | 0.2803 | 199.8766 | 56.0254
|  | 7 | 0.5652 | 104.5874 | 59.1128 | 0.5347 | 187.886 | 100.4626 | 0.5382 | 180.0594 | 96.9079 | 0.2925 | 0 | 0 | 0.3551 | 124.691 | 44.2778 | 0.567 | 99.7187 | 56.5405 | 0.3727 | 202.4238 | 75.4434 | 0.5052 | 193.15 | 97.5794 | 0.2878 | 197.8052 | 56.9283
|  | 8 | 0.5837 | 58.9612 | 34.4156 | 0.5325 | 189.2425 | 100.7716 | 0.5483 | 169.7808 | 93.0908 | 0.2657 | 0 | 0 | 0.3385 | 126.6385 | 42.8671 | 0.5454 | 99.7237 | 54.3893 | 0.3523 | 202.2712 | 71.2602 | 0.5031 | 195.527 | 98.3697 | 0.2773 | 193.1714 | 53.5664
|  | 9 | 0.5713 | 33.8751 | 19.3528 | 0.53 | 165.8466 | 87.8987 | 0.5435 | 178.6707 | 97.1075 | 0.2447 | 0.54229 | 0.1327 | 0.312 | 110.8681 | 34.5908 | 0.5078 | 99.7264 | 50.6411 | 0.3292 | 200.5965 | 66.0364 | 0.4977 | 197.5978 | 98.3444 | 0.2794 | 195.1194 | 54.5164
|  | 10 | 0.5945 | 10.8064 | 6.4244 | 0.4994 | 90.3645 | 45.128 | 0.5254 | 163.6416 | 85.9773 | 0.2396 | 1.2268 | 0.29395 | 0.3004 | 104.6902 | 31.4489 | 0.4947 | 99.7321 | 49.3375 | 0.3213 | 194.7396 | 62.5698 | 0.4766 | 192.3473 | 91.6727 | 0.2791 | 176.3292 | 49.2135
|  | 11 | 0.5919 | 13.0273 | 7.7108 | 0.486 | 57.5006 | 27.9453 | 0.5072 | 131.1612 | 66.525 | 0.2347 | 0 | 0 | 0.292 | 91.7871 | 26.8018 | 0.4858 | 99.7448 | 48.456 | 0.32 | 190.9772 | 61.1127 | 0.4596 | 171.5042 | 78.8233 | 0.2733 | 172.2159 | 47.0666
|  | 12 | 0.5902 | 12.3817 | 7.3077 | 0.48 | 43.1584 | 20.716 | 0.4848 | 99.7947 | 48.3804 | 0.233 | 1.5809 | 0.36834 | 0.2946 | 61.9526 | 18.2512 | 0.4941 | 99.7423 | 49.2827 | 0.3155 | 186.2957 | 58.7763 | 0.447 | 129.535 | 57.9022 | 0.283 | 160.7392 | 45.4892
|  | 13 | 0.5947 | 16.8791 | 10.038 | 0.4768 | 23.8861 | 11.3889 | 0.4766 | 59.008 | 28.1232 | 0.2342 | 0.097052 | 0.02273 | 0.3107 | 51.0204 | 15.852 | 0.4997 | 99.7404 | 49.8403 | 0.3209 | 158.6714 | 50.9176 | 0.4441 | 108.872 | 48.3501 | 0.2831 | 157.599 | 44.6163
|  | 14 | 0.5848 | 14.4773 | 8.4663 | 0.473 | 23.8247 | 11.2691 | 0.4655 | 46.4075 | 21.6027 | 0.2197 | 0.77412 | 0.17007 | 0.3068 | 48.6343 | 14.921 | 0.4802 | 99.7409 | 47.8956 | 0.3063 | 130.053 | 39.8352 | 0.4412 | 79.6351 | 35.135 | 0.2733 | 151.1873 | 41.3195
|  | 15 | 0.5809 | 15.4923 | 8.9995 | 0.4735 | 30.0327 | 14.2205 | 0.4556 | 46.3673 | 21.1249 | 0.22 | 0.13339 | 0.029346 | 0.307 | 40.6133 | 12.4683 | 0.4669 | 98.0477 | 45.7785 | 0.2968 | 108.7453 | 32.2756 | 0.4358 | 68.673 | 29.9277 | 0.2643 | 125.9563 | 33.2902
|  | 16 | 0.574 | 17.9114 | 10.2811 | 0.4796 | 39.1899 | 18.7955 | 0.4494 | 40.8127 | 18.3412 | 0.2195 | 1.8712 | 0.41072 | 0.3031 | 37.6113 | 11.4 | 0.4603 | 158.7457 | 73.0707 | 0.2907 | 114.0396 | 33.1513 | 0.4243 | 54.4834 | 23.1173 | 0.2581 | 112.3885 | 29.0075
|  | 17 | 0.5509 | 19.5845 | 10.7891 | 0.4817 | 50.527 | 24.3389 | 0.4408 | 38.834 | 17.118 | 0.2171 | 1.3047 | 0.28324 | 0.2996 | 36.8539 | 11.0414 | 0.4489 | 114.3885 | 51.349 | 0.2846 | 105.216 | 29.9445 | 0.3779 | 43.2192 | 16.3325 | 0.2595 | 92.2682 | 23.9436
|  | 18 | 0.5602 | 19.5551 | 10.9548 | 0.4777 | 35.155 | 16.7935 | 0.4279 | 18.2343 | 7.8025 | 0.2175 | 0.13204 | 0.028718 | 0.2898 | 33.1558 | 9.6085 | 0.4288 | 139.2088 | 59.6927 | 0.2749 | 70.7555 | 19.4507 | 0.3534 | 29.3366 | 10.3675 | 0.2633 | 81.5933 | 21.4835
|  | 19 | 0.5693 | 14.8569 | 8.458 | 0.4566 | 22.1443 | 10.1111 | 0.3871 | 25.9748 | 10.0548 | 0.1956 | 0 | 0 | 0.2684 | 43.7458 | 11.7414 | 0.405 | 172.3823 | 69.8148 | 0.2594 | 109.5945 | 28.4288 | 0.3191 | 54.7549 | 17.4723 | 0.2515 | 96.9412 | 24.3807
|  | 20 | 0.5599 | 39.8159 | 22.2929 | 0.4294 | 4.8027 | 2.0623 | 0.365 | 32.2764 | 11.7809 | 0.1986 | 0 | 0 | 0.2855 | 43.8845 | 12.529 | 0.4211 | 172.4859 | 72.6338 | 0.271 | 127.4072 | 34.5273 | 0.315 | 73.7327 | 23.2258 | 0.2566 | 146.9749 | 37.7138
|  | 21 | 0.5593 | 48.4367 | 27.0906 | 0.4365 | 3.2772 | 1.4305 | 0.369 | 65.5381 | 24.1836 | 0.2082 | 3.7e-05 | 7.7034e-06 | 0.3028 | 65.1837 | 19.7376 | 0.4425 | 191.9108 | 84.9205 | 0.288 | 127.9481 | 36.849 | 0.332 | 80.3458 | 26.6748 | 0.2692 | 170.6097 | 45.9281
|  | 22 | 0.5585 | 38.5836 | 21.549 | 0.448 | 0.006968 | 0.0031217 | 0.3753 | 57.1135 | 21.4347 | 0.2144 | 0.10261 | 0.022 | 0.3096 | 104.5462 | 32.3675 | 0.4518 | 190.6776 | 86.1482 | 0.2966 | 149.2303 | 44.2617 | 0.3467 | 91.3953 | 31.6867 | 0.2721 | 193.6476 | 52.6915
|  | 23 | 0.5653 | 27.1237 | 15.3331 | 0.4645 | 0 | 0 | 0.3847 | 99.9472 | 38.4497 | 0.2262 | 0 | 0 | 0.3259 | 177.5154 | 57.8523 | 0.4793 | 200.2697 | 95.9893 | 0.3155 | 190.2328 | 60.0185 | 0.3762 | 117.9019 | 44.3547 | 0.2791 | 200.0032 | 55.8209
|  | 24 | 0.5786 | 17.8436 | 10.3243 | 0.483 | 0 | 0 | 0.4017 | 106.0127 | 42.5853 | 0.2403 | 0 | 0 | 0.351 | 141.1818 | 49.5548 | 0.5241 | 202.3068 | 106.029 | 0.3442 | 201.2588 | 69.2733 | 0.3868 | 167.1191 | 64.6417 | 0.3178 | 199.8572 | 63.5146
| 16 | 1 | 0.5758 | 10.3347 | 5.9507 | 0.5114 | 0 | 0 | 0.4217 | 147.2853 | 62.1102 | 0.259 | 1.1608 | 0.30066 | 0.3589 | 176.1284 | 63.2125 | 0.5561 | 202.1421 | 112.4112 | 0.3794 | 200.0583 | 75.9021 | 0.433 | 159.8042 | 69.1952 | 0.3496 | 202.2853 | 70.7189
|  | 2 | 0.5813 | 28.6815 | 16.6725 | 0.5303 | 14.3068 | 7.5869 | 0.429 | 126.78 | 54.3886 | 0.2766 | 2.0282 | 0.56101 | 0.3767 | 183.076 | 68.9647 | 0.5614 | 194.1174 | 108.9775 | 0.4081 | 201.7717 | 82.343 | 0.4581 | 187.1812 | 85.7477 | 0.3508 | 201.8511 | 70.8094
|  | 3 | 0.5834 | 180.3438 | 105.2126 | 0.5313 | 33.6649 | 17.8862 | 0.4419 | 86.4141 | 38.1864 | 0.2887 | 22.7635 | 6.5718 | 0.3953 | 168.1174 | 66.4568 | 0.5685 | 184.533 | 104.907 | 0.4273 | 202.0688 | 86.344 | 0.4743 | 177.5747 | 84.2237 | 0.3742 | 200.6877 | 75.0973
|  | 4 | 0.5821 | 182.9002 | 106.4662 | 0.5265 | 133.5286 | 70.3028 | 0.4472 | 86.88 | 38.8527 | 0.297 | 36.9512 | 10.9745 | 0.4048 | 177.8273 | 71.9845 | 0.5688 | 177.4757 | 100.9482 | 0.435 | 202.2999 | 88.0005 | 0.4855 | 183.4557 | 89.0678 | 0.3736 | 200.5685 | 74.9324
|  | 5 | 0.5821 | 169.6818 | 98.7718 | 0.5212 | 162.2103 | 84.544 | 0.4493 | 93.5816 | 42.0462 | 0.3003 | 22.0832 | 6.6316 | 0.4084 | 190.5221 | 77.8092 | 0.5678 | 177.4752 | 100.7704 | 0.4318 | 202.2753 | 87.3425 | 0.494 | 196.9654 | 97.3009 | 0.3715 | 202.3757 | 75.1826
|  | 6 | 0.5824 | 138.2183 | 80.4983 | 0.5175 | 153.733 | 79.5568 | 0.4374 | 76.9746 | 33.6687 | 0.2955 | 41.6745 | 12.3148 | 0.4107 | 182.9124 | 75.1221 | 0.5636 | 193.8582 | 109.2585 | 0.4196 | 199.6113 | 83.7569 | 0.5005 | 200.9657 | 100.5833 | 0.3509 | 202.0421 | 70.8966
|  | 7 | 0.588 | 100.9905 | 59.3824 | 0.5219 | 180.0184 | 93.9516 | 0.4273 | 61.5506 | 26.3006 | 0.2953 | 65.651 | 19.3868 | 0.4098 | 173.3926 | 71.0563 | 0.5578 | 200.846 | 112.0319 | 0.4022 | 199.4514 | 80.2193 | 0.5332 | 192.4767 | 102.6286 | 0.3451 | 198.7373 | 68.5843
|  | 8 | 0.5827 | 133.2223 | 77.6286 | 0.5219 | 151.1041 | 78.8612 | 0.4115 | 58.2016 | 23.9499 | 0.2774 | 60.6746 | 16.8311 | 0.3994 | 129.5208 | 51.7306 | 0.5534 | 201.4515 | 111.4832 | 0.3817 | 201.4199 | 76.882 | 0.5325 | 158.7491 | 84.5339 | 0.3323 | 201.0409 | 66.8059
|  | 9 | 0.5848 | 81.4797 | 47.6493 | 0.5175 | 90.3068 | 46.7338 | 0.377 | 41.6977 | 15.72 | 0.2588 | 67.5303 | 17.4769 | 0.3759 | 125.9444 | 47.3425 | 0.5446 | 198.9524 | 108.3495 | 0.3584 | 199.6625 | 71.5591 | 0.5327 | 182.4998 | 97.2177 | 0.3213 | 199.6324 | 64.1419
|  | 10 | 0.5942 | 61.6156 | 36.612 | 0.5174 | 62.2709 | 32.2189 | 0.3583 | 23.194 | 8.3104 | 0.2521 | 57.9192 | 14.6014 | 0.3557 | 90.954 | 32.3523 | 0.5248 | 197.8267 | 103.8195 | 0.3465 | 194.2999 | 67.3249 | 0.5283 | 167.1173 | 88.2881 | 0.3152 | 190.066 | 59.9088
|  | 11 | 0.5879 | 56.2521 | 33.0706 | 0.5127 | 63.9107 | 32.767 | 0.3435 | 10.9519 | 3.762 | 0.2507 | 42.2843 | 10.6007 | 0.3413 | 87.112 | 29.7313 | 0.5118 | 196.884 | 100.7652 | 0.3349 | 195.341 | 65.4197 | 0.5016 | 142.8273 | 71.6422 | 0.3059 | 179.4047 | 54.8799
|  | 12 | 0.589 | 64.4978 | 37.9892 | 0.4947 | 61.9773 | 30.6602 | 0.3335 | 9.0157 | 3.0068 | 0.2464 | 54.0378 | 13.3149 | 0.3326 | 77.8229 | 25.8839 | 0.5079 | 192.2665 | 97.6522 | 0.324 | 189.5079 | 61.4006 | 0.4813 | 115.2409 | 55.4655 | 0.304 | 153.8456 | 46.7691
|  | 13 | 0.5893 | 55.4734 | 32.6905 | 0.4855 | 39.7993 | 19.3225 | 0.3423 | 7.6653 | 2.6238 | 0.249 | 65.1424 | 16.2205 | 0.3267 | 43.5244 | 14.2194 | 0.5131 | 191.1516 | 98.0799 | 0.3268 | 189.5386 | 61.9412 | 0.4812 | 99.0038 | 47.6406 | 0.3079 | 132.2092 | 40.7072
|  | 14 | 0.5859 | 40.2192 | 23.5644 | 0.4818 | 32.2097 | 15.5186 | 0.3396 | 9.2556 | 3.1432 | 0.2416 | 58.0416 | 14.0229 | 0.3338 | 37.413 | 12.4885 | 0.4898 | 185.8615 | 91.035 | 0.3132 | 180.9146 | 56.6625 | 0.482 | 72.3057 | 34.8513 | 0.2971 | 102.7087 | 30.5147
|  | 15 | 0.582 | 36.2004 | 21.0686 | 0.4773 | 40.3306 | 19.2498 | 0.3381 | 5.2918 | 1.7892 | 0.2377 | 52.6951 | 12.5256 | 0.3398 | 31.7903 | 10.8023 | 0.4716 | 172.7352 | 81.4619 | 0.3082 | 170.1848 | 52.451 | 0.4792 | 59.6169 | 28.5684 | 0.2879 | 95.3581 | 27.4536
|  | 16 | 0.5821 | 40.9888 | 23.8596 | 0.4724 | 31.0499 | 14.668 | 0.3325 | 0.19598 | 0.065164 | 0.2489 | 55.0486 | 13.7016 | 0.3325 | 25.8872 | 8.6075 | 0.4629 | 167.4389 | 77.5075 | 0.301 | 159.0342 | 47.8693 | 0.4694 | 56.7428 | 26.6351 | 0.2834 | 89.9453 | 25.4905
|  | 17 | 0.5856 | 32.4909 | 19.0267 | 0.4678 | 34.4224 | 16.1028 | 0.3295 | 0 | 0 | 0.2456 | 42.327 | 10.3955 | 0.3275 | 37.0517 | 12.1344 | 0.4539 | 132.6728 | 60.2202 | 0.2896 | 150.9345 | 43.7106 | 0.4444 | 62.2475 | 27.6628 | 0.2866 | 84.3946 | 24.1875
|  | 18 | 0.5853 | 30.156 | 17.6503 | 0.4619 | 42.1624 | 19.4748 | 0.3576 | 0 | 0 | 0.2392 | 56.2863 | 13.4637 | 0.3015 | 56.5403 | 17.0469 | 0.4432 | 176.5514 | 78.2476 | 0.2846 | 182.8257 | 52.0322 | 0.3931 | 51.0039 | 20.0496 | 0.2974 | 64.0333 | 19.0435
|  | 19 | 0.5682 | 36.0824 | 20.502 | 0.4342 | 33.8237 | 14.6862 | 0.3697 | 0 | 0 | 0.2149 | 68.5595 | 14.7334 | 0.2697 | 58.2914 | 15.7212 | 0.414 | 140.4909 | 58.1632 | 0.2624 | 194.0457 | 50.9176 | 0.3426 | 68.1961 | 23.364 | 0.2869 | 49.7673 | 14.2783
|  | 20 | 0.5744 | 50.223 | 28.8481 | 0.4081 | 23.3412 | 9.5256 | 0.3605 | 0.55934 | 0.20164 | 0.2224 | 144.4564 | 32.1271 | 0.2812 | 81.8285 | 23.0102 | 0.4305 | 131.2869 | 56.519 | 0.2733 | 201.9647 | 55.1969 | 0.3466 | 120.3383 | 41.7092 | 0.2953 | 99.577 | 29.4051
|  | 21 | 0.5689 | 63.3818 | 36.0579 | 0.409 | 33.9179 | 13.8724 | 0.3661 | 1.3973 | 0.51154 | 0.2362 | 115.5123 | 27.284 | 0.3023 | 85.6793 | 25.9009 | 0.454 | 147.6527 | 67.0343 | 0.2923 | 198.2537 | 57.9496 | 0.363 | 156.7015 | 56.8826 | 0.3071 | 174.4645 | 53.5781
|  | 22 | 0.5763 | 58.088 | 33.4761 | 0.411 | 39.0278 | 16.0404 | 0.3637 | 0 | 0 | 0.2454 | 109.5584 | 26.8856 | 0.3185 | 85.9872 | 27.3869 | 0.4716 | 186.85 | 88.1185 | 0.2996 | 200.2909 | 60.0071 | 0.3961 | 132.8377 | 52.617 | 0.3093 | 200.6591 | 62.0639
|  | 23 | 0.5665 | 59.1023 | 33.4815 | 0.4126 | 25.0923 | 10.3531 | 0.3769 | 0.015767 | 0.0059426 | 0.2584 | 92.3431 | 23.8615 | 0.3401 | 131.8504 | 44.8423 | 0.4937 | 187.1381 | 92.3901 | 0.3221 | 200.4129 | 64.553 | 0.4217 | 193.4225 | 81.5663 | 0.3164 | 200.597 | 63.4689
|  | 24 | 0.5719 | 40.1483 | 22.9608 | 0.4201 | 26.5236 | 11.1426 | 0.4002 | 4.6068 | 1.8436 | 0.2779 | 116.2669 | 32.3106 | 0.3641 | 158.7267 | 57.7924 | 0.5453 | 200.0099 | 109.0654 | 0.3493 | 200.4726 | 70.0251 | 0.4556 | 195.4271 | 89.0366 | 0.3388 | 202.3072 | 68.5417
| 17 | 1 | 0.5813 | 52.2917 | 30.3972 | 0.4607 | 45.0324 | 20.7464 | 0.4265 | 6.6326 | 2.8288 | 0.2962 | 140.9465 | 41.7484 | 0.3881 | 162.3075 | 62.9915 | 0.5497 | 200.1804 | 110.0392 | 0.3756 | 200.501 | 75.3082 | 0.4887 | 193.2994 | 94.4654 | 0.3342 | 202.5082 | 67.6782
|  | 2 | 0.5869 | 125.1788 | 73.4675 | 0.4978 | 100.3928 | 49.9756 | 0.4463 | 4.4124 | 1.9693 | 0.3189 | 151.8587 | 48.4277 | 0.4119 | 167.1577 | 68.8523 | 0.561 | 195.3309 | 109.5806 | 0.3935 | 200.5253 | 78.9067 | 0.5191 | 197.23 | 102.3821 | 0.3365 | 202.0512 | 67.9902
|  | 3 | 0.5899 | 183.1847 | 108.0607 | 0.5081 | 144.1579 | 73.2466 | 0.454 | 0.61744 | 0.28032 | 0.3202 | 123.5976 | 39.5759 | 0.4302 | 181.1269 | 77.9208 | 0.5673 | 196.1941 | 111.3009 | 0.4182 | 200.545 | 83.8679 | 0.5183 | 180.8356 | 93.7271 | 0.3521 | 202.0578 | 71.1445
|  | 4 | 0.5887 | 188.9277 | 111.2217 | 0.5064 | 188.7875 | 95.602 | 0.4591 | 0.12745 | 0.058511 | 0.3188 | 107.9977 | 34.4297 | 0.4439 | 167.1046 | 74.1777 | 0.5703 | 198.9242 | 113.4465 | 0.4376 | 200.555 | 87.7629 | 0.5175 | 165.2099 | 85.4961 | 0.3604 | 202.6353 | 73.0298
|  | 5 | 0.5881 | 176.933 | 104.0543 | 0.5056 | 195.8853 | 99.0396 | 0.4615 | 4.7676 | 2.2003 | 0.3179 | 99.486 | 31.6266 | 0.4534 | 142.1229 | 64.4385 | 0.5698 | 200.2619 | 114.1093 | 0.4455 | 200.5602 | 89.3496 | 0.5178 | 119.2429 | 61.744 | 0.3476 | 202.6902 | 70.4551
|  | 6 | 0.5913 | 150.4299 | 88.9492 | 0.5078 | 195.3096 | 99.1782 | 0.4554 | 20.9262 | 9.5298 | 0.3015 | 123.5036 | 37.2363 | 0.4588 | 108.4466 | 49.7553 | 0.5608 | 199.9696 | 112.1429 | 0.4456 | 200.4407 | 89.3164 | 0.5184 | 151.1593 | 78.361 | 0.3375 | 202.6748 | 68.4027
|  | 7 | 0.5936 | 141.7663 | 84.1525 | 0.5096 | 185.3994 | 94.4796 | 0.4479 | 28.5752 | 12.7988 | 0.2904 | 150.0457 | 43.5733 | 0.4807 | 92.5337 | 44.481 | 0.5545 | 198.8639 | 110.27 | 0.4393 | 200.3438 | 88.011 | 0.4965 | 200.3728 | 99.4851 | 0.3409 | 202.6999 | 69.1004
|  | 8 | 0.5861 | 102.5069 | 60.0793 | 0.4592 | 162.7323 | 74.7267 | 0.4238 | 17.0237 | 7.2147 | 0.2711 | 161.6404 | 43.8207 | 0.4858 | 102.8424 | 49.9608 | 0.546 | 195.764 | 106.8872 | 0.4155 | 200.4512 | 83.2875 | 0.4695 | 196.599 | 92.3033 | 0.3215 | 202.5858 | 65.1313
|  | 9 | 0.575 | 48.0612 | 27.6352 | 0.4118 | 143.7553 | 59.1984 | 0.3896 | 23.5592 | 9.1787 | 0.2516 | 133.2748 | 33.5319 | 0.4623 | 72.2693 | 33.4101 | 0.5443 | 188.369 | 102.5292 | 0.3893 | 200.3695 | 78.0038 | 0.4357 | 178.6182 | 77.824 | 0.3086 | 202.1701 | 62.3897
|  | 10 | 0.5668 | 4.7791 | 2.7088 | 0.388 | 125.5776 | 48.7241 | 0.3795 | 26.276 | 9.9717 | 0.2425 | 98.7908 | 23.9568 | 0.435 | 70.137 | 30.5096 | 0.5448 | 182.57 | 99.4641 | 0.3756 | 200.2943 | 75.2305 | 0.4105 | 182.4393 | 74.8913 | 0.3063 | 182.9483 | 56.0371
|  | 11 | 0.5651 | 0.46797 | 0.26445 | 0.3726 | 108.8078 | 40.5418 | 0.3736 | 28.7347 | 10.7353 | 0.2351 | 71.0669 | 16.7078 | 0.4084 | 54.4082 | 22.2203 | 0.5263 | 180.9153 | 95.2157 | 0.3648 | 197.0154 | 71.8712 | 0.3939 | 171.9809 | 67.7433 | 0.2799 | 161.7628 | 45.2774
|  | 12 | 0.5631 | 1.1025 | 0.62084 | 0.372 | 76.3701 | 28.4097 | 0.3753 | 16.1469 | 6.0599 | 0.2318 | 50.1096 | 11.6154 | 0.3925 | 40.3888 | 15.8526 | 0.5299 | 183.1896 | 97.0722 | 0.3594 | 191.2663 | 68.7411 | 0.3877 | 155.3256 | 60.2197 | 0.2716 | 123.5903 | 33.5671
|  | 13 | 0.5682 | 0.89623 | 0.50924 | 0.3825 | 55.7166 | 21.3116 | 0.3788 | 12.0691 | 4.5718 | 0.2353 | 31.5925 | 7.4337 | 0.3901 | 26.7362 | 10.4298 | 0.5445 | 190.2263 | 103.5782 | 0.3633 | 174.7089 | 63.4718 | 0.389 | 129.4605 | 50.3601 | 0.2704 | 82.9203 | 22.4216
|  | 14 | 0.5642 | 4.2602 | 2.4036 | 0.3713 | 30.7664 | 11.4236 | 0.3564 | 9.8274 | 3.5025 | 0.2333 | 32.1453 | 7.4995 | 0.3936 | 17.4555 | 6.8705 | 0.5192 | 174.5508 | 90.6268 | 0.3421 | 161.5348 | 55.2611 | 0.3694 | 122.8648 | 45.3862 | 0.2566 | 49.1923 | 12.6227
|  | 15 | 0.569 | 9.1626 | 5.2135 | 0.3627 | 25.1762 | 9.1314 | 0.3505 | 8.0287 | 2.8141 | 0.2255 | 21.0543 | 4.7477 | 0.3927 | 16.3634 | 6.4259 | 0.4974 | 188.9471 | 93.9823 | 0.3266 | 166.1836 | 54.2756 | 0.3555 | 106.0038 | 37.6844 | 0.249 | 31.5559 | 7.8574
|  | 16 | 0.5627 | 12.9513 | 7.2877 | 0.3632 | 22.8722 | 8.3072 | 0.3492 | 20.8584 | 7.2838 | 0.2271 | 18.3154 | 4.1594 | 0.3849 | 14.2403 | 5.4811 | 0.487 | 164.3662 | 80.0463 | 0.3268 | 167.0762 | 54.6005 | 0.3547 | 94.8735 | 33.6516 | 0.2463 | 25.7557 | 6.3436
|  | 17 | 0.5615 | 21.7304 | 12.2016 | 0.368 | 25.4932 | 9.3815 | 0.3527 | 1.3491 | 0.47584 | 0.2269 | 11.5036 | 2.6102 | 0.3678 | 7.4236 | 2.7304 | 0.48 | 160.5485 | 77.0633 | 0.3246 | 151.9357 | 49.3183 | 0.3523 | 90.7949 | 31.987 | 0.2496 | 34.6512 | 8.6489
|  | 18 | 0.5717 | 11.8554 | 6.7777 | 0.3944 | 30.4139 | 11.9952 | 0.3747 | 0.31069 | 0.11641 | 0.2221 | 2.7225 | 0.60467 | 0.336 | 29.532 | 9.9228 | 0.4696 | 157.8953 | 74.1476 | 0.3125 | 107.1043 | 33.4701 | 0.3533 | 66.9905 | 23.6677 | 0.2667 | 34.8818 | 9.303
|  | 19 | 0.5756 | 5.2128 | 3.0005 | 0.4118 | 24.1946 | 9.9633 | 0.3749 | 0.5561 | 0.20848 | 0.2009 | 0 | 0 | 0.2905 | 48.4287 | 14.0685 | 0.4416 | 147.7596 | 65.2506 | 0.2894 | 99.4088 | 28.7689 | 0.3437 | 76.1957 | 26.1885 | 0.2612 | 47.3491 | 12.3676
|  | 20 | 0.5701 | 4.6971 | 2.6778 | 0.3953 | 20.5078 | 8.1067 | 0.3669 | 0.081246 | 0.029809 | 0.2061 | 0 | 0 | 0.304 | 34.1343 | 10.3768 | 0.4642 | 193.3443 | 89.7504 | 0.3085 | 160.6543 | 49.5618 | 0.3618 | 123.6336 | 44.7306 | 0.2667 | 58.7098 | 15.6579
|  | 21 | 0.5688 | 0.20948 | 0.11915 | 0.3958 | 32.8958 | 13.0202 | 0.3756 | 3.4011 | 1.2774 | 0.221 | 5.3522 | 1.1828 | 0.3243 | 34.8224 | 11.2929 | 0.4944 | 202.3795 | 100.0564 | 0.3287 | 196.6339 | 64.6336 | 0.3767 | 149.5583 | 56.3386 | 0.2785 | 65.9685 | 18.3722
|  | 22 | 0.5679 | 11.5968 | 6.5858 | 0.3903 | 33.3934 | 13.0334 | 0.3751 | 7.4229 | 2.7843 | 0.2274 | 59.7964 | 13.5977 | 0.3389 | 32.9022 | 11.1505 | 0.5021 | 200.6219 | 100.7323 | 0.3371 | 195.0751 | 65.7598 | 0.3882 | 158.041 | 61.3515 | 0.2789 | 113.9924 | 31.7925
|  | 23 | 0.5704 | 20.1382 | 11.4868 | 0.4046 | 17.4808 | 7.0727 | 0.3897 | 6.7155 | 2.617 | 0.2407 | 152.7755 | 36.7731 | 0.3494 | 44.3237 | 15.4867 | 0.5313 | 200.1073 | 106.317 | 0.3581 | 200.723 | 71.8789 | 0.4121 | 163.7979 | 67.5011 | 0.2806 | 170.9603 | 47.9715
| 18 | 24 | 0.5723 | 9.8389 | 5.6308 | 0.4234 | 10.5218 | 4.4549 | 0.4098 | 10.222 | 4.189 | 0.2547 | 159.4155 | 40.6031 | 0.3726 | 147.6083 | 54.9988 | 0.5453 | 196.9488 | 107.3962 | 0.385 | 199.4542 | 76.7899 | 0.4655 | 155.6495 | 72.4548 | 0.2922 | 190.8777 | 55.7745
|  | 1 | 0.558 | 8.5249 | 4.7569 | 0.4414 | 11.4191 | 5.0404 | 0.43 | 7.0948 | 3.0508 | 0.2544 | 118.8706 | 30.2407 | 0.3981 | 145.2736 | 57.8334 | 0.5558 | 199.4699 | 110.8654 | 0.4228 | 200.8853 | 84.9343 | 0.5034 | 147.7491 | 74.3769 | 0.3155 | 193.5591 | 61.0679
|  | 2 | 0.555 | 76.478 | 42.4453 | 0.4668 | 8.7566 | 4.0876 | 0.4484 | 10.74 | 4.8158 | 0.2502 | 116.4519 | 29.1363 | 0.4289 | 162.2759 | 69.6001 | 0.5614 | 201.8784 | 113.3345 | 0.457 | 202.2842 | 92.4439 | 0.5315 | 138.4067 | 73.5632 | 0.3364 | 191.5058 | 64.4225
|  | 3 | 0.5448 | 143.3284 | 78.0853 | 0.4875 | 131.0528 | 63.8883 | 0.4528 | 12.3493 | 5.5918 | 0.2619 | 48.7922 | 12.7787 | 0.4518 | 182.9624 | 82.6624 | 0.5686 | 200.0006 | 113.7204 | 0.4819 | 202.4561 | 97.5636 | 0.5335 | 167.3232 | 89.2669 | 0.3531 | 185.2063 | 65.3964
|  | 4 | 0.5386 | 121.979 | 65.6979 | 0.4976 | 107.4963 | 53.4901 | 0.4601 | 1.7254 | 0.79385 | 0.2742 | 41.2039 | 11.2981 | 0.4694 | 193.5419 | 90.8486 | 0.5732 | 200.314 | 114.82 | 0.498 | 202.6007 | 100.8952 | 0.5326 | 153.7754 | 81.9008 | 0.3599 | 175.7941 | 63.2683
|  | 5 | 0.5407 | 142.3395 | 76.963 | 0.5045 | 148.2652 | 74.7998 | 0.4663 | 0.70044 | 0.32662 | 0.2789 | 34.4107 | 9.5971 | 0.4686 | 184.3107 | 86.368 | 0.5702 | 201.9426 | 115.1477 | 0.5071 | 202.6146 | 102.7459 | 0.5323 | 139.5499 | 74.2824 | 0.3625 | 196.3768 | 71.1866
|  | 6 | 0.56 | 138.9909 | 77.8349 | 0.4975 | 180.065 | 89.5823 | 0.4632 | 16.3087 | 7.5542 | 0.2749 | 51.7953 | 14.2385 | 0.4598 | 159.1646 | 73.1839 | 0.5621 | 200.5552 | 112.7321 | 0.5041 | 202.643 | 102.1524 | 0.5316 | 152.7334 | 81.193 | 0.3543 | 199.082 | 70.5348
|  | 7 | 0.5534 | 67.5614 | 37.3885 | 0.4869 | 190.2257 | 92.6209 | 0.4627 | 0 | 0 | 0.2812 | 104.7959 | 29.4686 | 0.4557 | 159.1247 | 72.5131 | 0.5579 | 200.3429 | 111.7713 | 0.5045 | 202.607 | 102.2152 | 0.5318 | 152.8384 | 81.2795 | 0.3477 | 199.7776 | 69.4627
|  | 8 | 0.5428 | 84.3741 | 45.7983 | 0.4519 | 165.3314 | 74.7133 | 0.4427 | 0.80848 | 0.35791 | 0.2715 | 72.2476 | 19.6152 | 0.453 | 143.895 | 65.1844 | 0.5472 | 198.4054 | 108.5674 | 0.5066 | 202.6407 | 102.6578 | 0.5093 | 172.4267 | 87.8169 | 0.3237 | 197.9294 | 64.0698
|  | 9 | 0.5506 | 93.5831 | 51.5269 | 0.4076 | 92.4023 | 37.6632 | 0.4071 | 7.942 | 3.2332 | 0.2543 | 35.4812 | 9.0229 | 0.4253 | 107.3202 | 45.6433 | 0.544 | 196.2307 | 106.7495 | 0.4866 | 202.639 | 98.6041 | 0.4724 | 179.7387 | 84.9086 | 0.296 | 191.9311 | 56.8116
|  | 10 | 0.5559 | 60.23 | 33.4819 | 0.3812 | 110.9031 | 42.2763 | 0.3824 | 3.3733 | 1.2899 | 0.2438 | 23.9614 | 5.8418 | 0.4218 | 98.8895 | 41.7116 | 0.5392 | 195.2675 | 105.2882 | 0.4604 | 202.4364 | 93.2017 | 0.4527 | 187.1396 | 84.7181 | 0.2814 | 151.405 | 42.6054
|  | 11 | 0.5479 | 93.2337 | 51.0827 | 0.3634 | 55.4936 | 20.1664 | 0.3689 | 0.54864 | 0.20239 | 0.2358 | 10.7839 | 2.5428 | 0.41 | 71.7241 | 29.4069 | 0.5259 | 191.8164 | 100.8762 | 0.4237 | 202.1142 | 85.6358 | 0.4395 | 181.5124 | 79.7747 | 0.2694 | 93.9044 | 25.2978
|  | 12 | 0.5459 | 76.427 | 41.7215 | 0.3594 | 38.9382 | 13.9944 | 0.3665 | 0.59369 | 0.21759 | 0.228 | 5.7928 | 1.3208 | 0.4001 | 58.1591 | 23.2695 | 0.5259 | 190.2738 | 100.065 | 0.4112 | 194.5194 | 79.9864 | 0.4361 | 170.9223 | 74.5392 | 0.2659 | 45.3577 | 12.0606
|  | 13 | 0.5477 | 54.7809 | 30.0035 | 0.3665 | 29.1166 | 10.6712 | 0.3724 | 0.47798 | 0.178 | 0.2214 | 2.4576 | 0.54412 | 0.4065 | 54.146 | 22.0104 | 0.5339 | 181.1585 | 96.7205 | 0.4091 | 185.3314 | 75.8191 | 0.441 | 149.8228 | 66.0718 | 0.2684 | 34.8873 | 9.3637
|  | 14 | 0.5486 | 46.8947 | 25.7264 | 0.3514 | 54.4805 | 19.1444 | 0.3591 | 17.6513 | 6.3386 | 0.2177 | 2.1072 | 0.45875 | 0.3947 | 35.8532 | 14.1513 | 0.5069 | 163.3218 | 82.7878 | 0.4021 | 162.9657 | 65.5285 | 0.425 | 129.0575 | 54.8494 | 0.2572 | 26.239 | 6.7487
|  | 15 | 0.5479 | 49.7509 | 27.2585 | 0.3446 | 37.2564 | 12.8385 | 0.3502 | 0.50343 | 0.1763 | 0.2164 | 4.1015 | 0.88756 | 0.3856 | 27.8397 | 10.735 | 0.478 | 130.648 | 62.4497 | 0.3844 | 156.1927 | 60.0405 | 0.4117 | 125.8255 | 51.8024 | 0.2488 | 25.4371 | 6.3287
|  | 16 | 0.5499 | 62.5982 | 34.4227 | 0.3445 | 12.3655 | 4.2599 | 0.3493 | 0 | 0 | 0.2132 | 8.7306 | 1.8614 | 0.3869 | 32.7903 | 12.6866 | 0.4661 | 106.9088 | 49.8302 | 0.3741 | 158.5362 | 59.3084 | 0.4038 | 111.8196 | 45.1528 | 0.2457 | 22.7829 | 5.5978
|  | 17 | 0.5506 | 48.3703 | 26.6327 | 0.3478 | 8.5687 | 2.9802 | 0.3552 | 0 | 0 | 0.208 | 2.3608 | 0.49105 | 0.3802 | 39.4784 | 15.0097 | 0.4476 | 81.1207 | 36.3096 | 0.3601 | 143.6105 | 51.7141 | 0.3993 | 107.2689 | 42.8325 | 0.2526 | 24.9248 | 6.296
|  | 18 | 0.5493 | 30.9389 | 16.9948 | 0.3765 | 42.8948 | 16.1499 | 0.3759 | 3.4225 | 1.2865 | 0.1928 | 5.3715 | 1.0356 | 0.371 | 43.4838 | 16.1325 | 0.4312 | 77.525 | 33.4288 | 0.3249 | 113.6406 | 36.9218 | 0.4028 | 118.1307 | 47.5831 | 0.2739 | 18.1377 | 4.9679
|  | 19 | 0.5419 | 32.6376 | 17.6863 | 0.403 | 16.9012 | 6.8112 | 0.3745 | 4.0036 | 1.4994 | 0.1698 | 2.0507 | 0.3482 | 0.3422 | 41.8394 | 14.3174 | 0.409 | 114.5852 | 46.8653 | 0.2811 | 126.6046 | 35.5886 | 0.372 | 149.2247 | 55.5116 | 0.2723 | 28.8184 | 7.8472
|  | 20 | 0.5586 | 46.7681 | 26.1247 | 0.3875 | 25.2694 | 9.7919 | 0.3676 | 8.4403 | 3.1027 | 0.1754 | 0.16107 | 0.028252 | 0.3623 | 55.6097 | 20.1474 | 0.4407 | 165.9099 | 73.1165 | 0.2817 | 168.2049 | 47.3833 | 0.3836 | 169.0491 | 64.8472 | 0.2764 | 34.9089 | 9.6488
|  | 21 | 0.5534 | 74.603 | 41.2853 | 0.3882 | 57.5874 | 22.3554 | 0.3735 | 34.0412 | 12.7144 | 0.1918 | 0 | 0 | 0.3854 | 55.9576 | 21.5661 | 0.4636 | 157.3359 | 72.9409 | 0.2922 | 197.5615 | 57.7275 | 0.4015 | 178.9472 | 71.8473 | 0.287 | 45.3217 | 13.0073
|  | 22 | 0.5424 | 79.7983 | 43.2826 | 0.3842 | 84.5597 | 32.4878 | 0.3705 | 40.9702 | 15.1795 | 0.2073 | 1.1935 | 0.24741 | 0.3981 | 82.3115 | 32.7682 | 0.47 | 173.7702 | 81.672 | 0.3087 | 200.2215 | 61.8084 | 0.4083 | 173.5033 | 70.8414 | 0.2894 | 66.419 | 19.2217
|  | 23 | 0.5505 | 88.4514 | 48.6925 | 0.3987 | 104.2382 | 41.5598 | 0.3777 | 42.9604 | 16.2261 | 0.2214 | 6.1767 | 1.3675 | 0.4174 | 125.373 | 52.3307 | 0.5026 | 179.2877 | 90.11 | 0.3338 | 200.2156 | 66.832 | 0.4395 | 175.58 | 77.1674 | 0.2912 | 124.1717 | 36.1588
| 19 | 24 | 0.5603 | 120.1466 | 67.3181 | 0.4215 | 135.5285 | 57.1253 | 0.4019 | 42.9762 | 17.2721 | 0.2352 | 68.9762 | 16.2232 | 0.4547 | 117.9412 | 53.6279 | 0.5416 | 173.1717 | 93.7898 | 0.3609 | 197.3006 | 71.2058 | 0.4778 | 168.0121 | 80.2762 | 0.293 | 192.175 | 56.3073
|  | 1 | 0.5385 | 94.3477 | 50.8062 | 0.4532 | 185.5137 | 84.0748 | 0.4303 | 32.1784 | 13.8464 | 0.2503 | 113.2286 | 28.3411 | 0.4853 | 177.6477 | 86.2124 | 0.5439 | 185.1843 | 100.7217 | 0.3934 | 200.036 | 78.6942 | 0.5234 | 171.6876 | 89.8613 | 0.3024 | 202.1709 | 61.1365
|  | 2 | 0.5515 | 128.2281 | 70.7178 | 0.4897 | 141.8011 | 69.44 | 0.4417 | 33.0426 | 14.5949 | 0.2685 | 189.3567 | 50.8423 | 0.5131 | 194.4568 | 99.7758 | 0.5505 | 182.942 | 100.7095 | 0.4255 | 200.2004 | 85.1853 | 0.5274 | 190.7931 | 100.6243 | 0.3241 | 202.1481 | 65.5162
|  | 3 | 0.5437 | 187.9282 | 102.1765 | 0.508 | 186.6224 | 94.8042 | 0.4599 | 18.7192 | 8.609 | 0.2829 | 175.6172 | 49.6821 | 0.5365 | 185.6277 | 99.5893 | 0.558 | 187.8237 | 104.8056 | 0.4475 | 200.0086 | 89.5039 | 0.5313 | 200.3927 | 106.4687 | 0.3395 | 201.2958 | 68.3399
|  | 4 | 0.5433 | 180.9172 | 98.2923 | 0.5124 | 194.8234 | 99.8275 | 0.4738 | 18.4516 | 8.7424 | 0.294 | 128.4901 | 37.7761 | 0.5503 | 195.3488 | 107.5004 | 0.56 | 201.027 | 112.5751 | 0.4629 | 200.2377 | 92.69 | 0.5381 | 199.9733 | 107.6056 | 0.3481 | 198.9304 | 69.2477
|  | 5 | 0.5428 | 186.8441 | 101.419 | 0.5146 | 173.1309 | 89.0932 | 0.4775 | 7.862 | 3.7541 | 0.3019 | 82.7145 | 24.9715 | 0.5501 | 189.6164 | 104.308 | 0.56 | 199.7106 | 111.8379 | 0.474 | 193.8993 | 91.9083 | 0.5369 | 201.1976 | 108.023 | 0.35 | 201.1929 | 70.4175
|  | 6 | 0.542 | 200.282 | 108.5528 | 0.5066 | 131.2526 | 66.4926 | 0.4722 | 4.9235 | 2.3249 | 0.3015 | 73.648 | 22.2049 | 0.5368 | 190.7746 | 102.4078 | 0.5551 | 202.1092 | 112.1908 | 0.4704 | 158.1246 | 74.3818 | 0.5368 | 199.3645 | 107.0188 | 0.3548 | 202.3816 | 71.805
|  | 7 | 0.5373 | 199.627 | 107.2596 | 0.4987 | 146.8986 | 73.2583 | 0.4672 | 2.9878 | 1.3959 | 0.3188 | 69.4338 | 22.1355 | 0.517 | 169.0638 | 87.406 | 0.5489 | 201.8236 | 110.781 | 0.4845 | 119.4395 | 57.8684 | 0.5232 | 199.2633 | 104.2545 | 0.3669 | 196.1606 | 71.9713
|  | 8 | 0.5408 | 188.1382 | 101.7451 | 0.4668 | 136.3559 | 63.6509 | 0.4492 | 0.039635 | 0.017804 | 0.3258 | 81.8061 | 26.6524 | 0.4804 | 166.5045 | 79.9887 | 0.5467 | 198.5804 | 108.5639 | 0.4939 | 112.6766 | 55.6509 | 0.5008 | 193.679 | 96.9944 | 0.3607 | 177.7321 | 64.108
|  | 9 | 0.5395 | 181.8323 | 98.0985 | 0.4237 | 123.3516 | 52.2641 | 0.4166 | 0 | 0 | 0.304 | 75.2219 | 22.8675 | 0.4568 | 121.0334 | 55.2881 | 0.52 | 190.7212 | 99.175 | 0.4447 | 125.2895 | 55.7162 | 0.4715 | 174.0183 | 82.0496 | 0.338 | 143.1888 | 48.3978
|  | 10 | 0.544 | 155.8082 | 84.7597 | 0.407 | 109.9025 | 44.7303 | 0.402 | 0 | 0 | 0.2892 | 83.8038 | 24.236 | 0.4589 | 129.9413 | 59.6301 | 0.5003 | 184.4195 | 92.2651 | 0.4245 | 183.4699 | 77.883 | 0.4468 | 157.7348 | 70.4759 | 0.315 | 130.2792 | 41.038
|  | 11 | 0.5516 | 104.6606 | 57.7308 | 0.3992 | 48.9236 | 19.5303 | 0.3933 | 0.5924 | 0.23299 | 0.2761 | 61.634 | 17.0171 | 0.4513 | 101.6833 | 45.8897 | 0.4791 | 147.7458 | 70.785 | 0.4058 | 183.4837 | 74.4577 | 0.4238 | 140.0136 | 59.3378 | 0.2991 | 81.9932 | 24.5242
|  | 12 | 0.5478 | 36.877 | 20.2012 | 0.4101 | 24.8555 | 10.1932 | 0.3938 | 0.13109 | 0.051625 | 0.2644 | 54.9848 | 14.538 | 0.4533 | 78.4415 | 35.5575 | 0.471 | 81.4537 | 38.3647 | 0.3917 | 188.3151 | 73.763 | 0.4125 | 86.0716 | 35.5045 | 0.2935 | 50.5116 | 14.8251
|  | 13 | 0.5386 | 28.8535 | 15.5405 | 0.4241 | 22.4186 | 9.5077 | 0.3991 | 0.00705 | 0.0028137 | 0.2612 | 64.3217 | 16.8008 | 0.46 | 46.989 | 21.6149 | 0.4742 | 72.9695 | 34.6022 | 0.3892 | 199.7309 | 77.7352 | 0.4103 | 25.8922 | 10.6236 | 0.2972 | 42.7334 | 12.7004
|  | 14 | 0.5396 | 16.1858 | 8.7339 | 0.4108 | 16.3026 | 6.6971 | 0.3874 | 3.0157 | 1.1683 | 0.2624 | 49.1087 | 12.8861 | 0.4378 | 35.7125 | 15.6349 | 0.4497 | 70.6651 | 31.7781 | 0.4015 | 200.4074 | 80.4636 | 0.3922 | 12.6829 | 4.9743 | 0.298 | 42.4227 | 12.642
|  | 15 | 0.5382 | 4.4531 | 2.3966 | 0.4103 | 17.0559 | 6.998 | 0.3779 | 17.4705 | 6.6021 | 0.2629 | 34.473 | 9.0629 | 0.4259 | 27.3658 | 11.6551 | 0.4128 | 56.3936 | 23.2793 | 0.4249 | 188.1661 | 79.9518 | 0.3762 | 9.2596 | 3.4835 | 0.2985 | 50.8116 | 15.1673
|  | 16 | 0.5383 | 0.42997 | 0.23145 | 0.4071 | 22.0063 | 8.9588 | 0.3743 | 48.1607 | 18.0265 | 0.2674 | 25.8469 | 6.9115 | 0.4167 | 15.1421 | 6.3097 | 0.4075 | 67.4394 | 27.4816 | 0.4284 | 132.255 | 56.658 | 0.3677 | 6.8381 | 2.5144 | 0.2862 | 51.4068 | 14.7126
|  | 17 | 0.5437 | 0 | 0 | 0.4224 | 23.5481 | 9.9467 | 0.375 | 29.9878 | 11.2454 | 0.2651 | 16.9021 | 4.4808 | 0.4094 | 10.3736 | 4.247 | 0.4102 | 29.7233 | 12.1925 | 0.4014 | 77.0894 | 30.9437 | 0.3648 | 9.8498 | 3.5932 | 0.2932 | 44.4306 | 13.027
|  | 18 | 0.5578 | 0 | 0 | 0.4714 | 23.2568 | 10.9632 | 0.3954 | 34.3652 | 13.588 | 0.2405 | 14.6706 | 3.5283 | 0.3941 | 26.5608 | 10.4676 | 0.4019 | 42.6769 | 17.1518 | 0.3459 | 130.6679 | 45.198 | 0.3764 | 7.744 | 2.9148 | 0.3 | 38.2467 | 11.474
|  | 19 | 0.551 | 0 | 0 | 0.4885 | 24.7991 | 12.1144 | 0.3862 | 9.4656 | 3.6556 | 0.1981 | 34.3528 | 6.8053 | 0.3627 | 98.1621 | 35.6034 | 0.3813 | 61.0769 | 23.2886 | 0.2905 | 178.4432 | 51.8377 | 0.362 | 11.207 | 4.0569 | 0.2801 | 34.4884 | 9.6602
|  | 20 | 0.5408 | 2.212 | 1.1962 | 0.4708 | 30.0707 | 14.1573 | 0.374 | 5.8386 | 2.1836 | 0.2016 | 59.7052 | 12.0366 | 0.3847 | 191.6185 | 73.7156 | 0.4111 | 76.6036 | 31.4917 | 0.2994 | 189.2523 | 56.6621 | 0.3929 | 46.8685 | 18.4146 | 0.2865 | 40.3475 | 11.5596
|  | 21 | 0.5427 | 2.6983 | 1.4644 | 0.4736 | 46.7184 | 22.1258 | 0.3786 | 1.2518 | 0.47393 | 0.2126 | 121.1401 | 25.7544 | 0.4127 | 199.4542 | 82.3147 | 0.4515 | 116.0306 | 52.3878 | 0.3124 | 191.1418 | 59.7127 | 0.4041 | 78.4639 | 31.7072 | 0.3008 | 33.3297 | 10.0256
|  | 22 | 0.5489 | 0 | 0 | 0.4772 | 80.3264 | 38.3318 | 0.375 | 1.235 | 0.46312 | 0.2223 | 117.7498 | 26.1758 | 0.4278 | 199.9951 | 85.5579 | 0.4655 | 89.2022 | 41.5236 | 0.3256 | 150.9235 | 49.1407 | 0.4113 | 119.7638 | 49.2589 | 0.309 | 49.0335 | 15.1514
|  | 23 | 0.5421 | 0 | 0 | 0.4777 | 73.4806 | 35.1017 | 0.388 | 0.91827 | 0.35629 | 0.2306 | 79.8262 | 18.4079 | 0.4454 | 201.8098 | 89.8861 | 0.4945 | 157.7642 | 78.0144 | 0.342 | 163.9229 | 56.0616 | 0.4331 | 175.257 | 75.9038 | 0.3106 | 122.2165 | 37.9604
| 20 | 24 | 0.5488 | 0 | 0 | 0.4714 | 100.6074 | 47.4263 | 0.4027 | 0.45306 | 0.18245 | 0.2483 | 158.3543 | 39.3194 | 0.4749 | 198.1984 | 94.1244 | 0.5308 | 202.5519 | 107.5145 | 0.3671 | 182.0709 | 66.8382 | 0.4689 | 199.3915 | 93.4947 | 0.3103 | 179.025 | 55.5515
|  | 1 | 0.5565 | 4.8 | 2.6712 | 0.4911 | 154.6542 | 75.9507 | 0.4153 | 3.3134 | 1.376 | 0.2608 | 176.4688 | 46.0231 | 0.5037 | 194.4113 | 97.925 | 0.5494 | 202.4761 | 111.2404 | 0.3969 | 197.3439 | 78.3258 | 0.5028 | 196.7864 | 98.9442 | 0.3324 | 165.5544 | 55.0303
|  | 2 | 0.5514 | 8.2255 | 4.5355 | 0.5133 | 145.9003 | 74.8906 | 0.4349 | 0.55837 | 0.24284 | 0.2785 | 183.5273 | 51.1124 | 0.5344 | 191.7806 | 102.4875 | 0.5501 | 202.4549 | 111.3704 | 0.423 | 198.3165 | 83.8879 | 0.5233 | 188.8307 | 98.8151 | 0.3566 | 161.9945 | 57.7673
|  | 3 | 0.5411 | 8.7103 | 4.7132 | 0.5226 | 123.6867 | 64.6386 | 0.4513 | 3.7886 | 1.7098 | 0.2916 | 158.8317 | 46.3153 | 0.5547 | 188.6016 | 104.6173 | 0.5652 | 202.5305 | 114.4702 | 0.4376 | 197.3861 | 86.3761 | 0.5203 | 196.3025 | 102.1362 | 0.3697 | 173.2185 | 64.0389
|  | 4 | 0.5362 | 20.6654 | 11.0808 | 0.5282 | 124.6572 | 65.8439 | 0.4601 | 2.5965 | 1.1947 | 0.2995 | 179.0942 | 53.6387 | 0.5543 | 168.7912 | 93.561 | 0.5661 | 202.548 | 114.6624 | 0.4398 | 197.7639 | 86.9766 | 0.5108 | 199.9357 | 102.1271 | 0.3697 | 196.5715 | 72.6725
|  | 5 | 0.5371 | 36.7653 | 19.7466 | 0.5387 | 124.6538 | 67.151 | 0.463 | 9.7266 | 4.5034 | 0.2993 | 129.8609 | 38.8674 | 0.5503 | 165.535 | 91.0939 | 0.5647 | 202.5018 | 114.3528 | 0.4299 | 198.288 | 85.244 | 0.5128 | 201.8561 | 103.5118 | 0.382 | 200.5161 | 76.5972
|  | 6 | 0.5369 | 60.9922 | 32.7467 | 0.5418 | 124.6594 | 67.5405 | 0.4579 | 13.646 | 6.2485 | 0.2927 | 79.2913 | 23.2086 | 0.5434 | 182.7938 | 99.3301 | 0.5644 | 201.6696 | 113.8223 | 0.4254 | 198.4441 | 84.4181 | 0.521 | 200.4899 | 104.4552 | 0.4007 | 193.6107 | 77.5798
|  | 7 | 0.5361 | 59.9246 | 32.1256 | 0.5442 | 124.6596 | 67.8398 | 0.4598 | 12.9455 | 5.9523 | 0.2888 | 110.7636 | 31.9885 | 0.5275 | 184.8962 | 97.5327 | 0.5637 | 202.331 | 114.054 | 0.4047 | 195.9214 | 79.2894 | 0.5229 | 200.9723 | 105.0884 | 0.4457 | 181.833 | 81.043
|  | 8 | 0.5518 | 58.3715 | 32.2094 | 0.5204 | 124.6688 | 64.8776 | 0.436 | 9.1317 | 3.9814 | 0.2723 | 122.67 | 33.4031 | 0.4938 | 181.1694 | 89.4615 | 0.5638 | 202.4013 | 114.1138 | 0.385 | 196.1877 | 75.5323 | 0.5034 | 197.6288 | 99.4863 | 0.4638 | 143.9052 | 66.7432
|  | 9 | 0.5481 | 41.6168 | 22.8102 | 0.4661 | 123.1181 | 57.3853 | 0.4109 | 12.6626 | 5.2031 | 0.2554 | 149.2921 | 38.1292 | 0.464 | 172.8388 | 80.1972 | 0.5628 | 202.3885 | 113.9043 | 0.3665 | 193.491 | 70.9144 | 0.4675 | 189.2818 | 88.4892 | 0.4465 | 95.1972 | 42.5056
|  | 10 | 0.5509 | 35.9214 | 19.7891 | 0.4492 | 89.2976 | 40.1125 | 0.3997 | 10.8435 | 4.3341 | 0.2523 | 87.7011 | 22.127 | 0.4607 | 162.8118 | 75.0074 | 0.5634 | 202.318 | 113.986 | 0.3662 | 190.6459 | 69.8145 | 0.4513 | 179.3959 | 80.9614 | 0.4284 | 39.7395 | 17.0244
|  | 11 | 0.5446 | 26.4636 | 14.4121 | 0.4332 | 72.5539 | 31.4304 | 0.396 | 3.5006 | 1.3862 | 0.2397 | 51.5904 | 12.3662 | 0.4594 | 156.3797 | 71.8408 | 0.5513 | 201.9217 | 111.3194 | 0.3618 | 184.071 | 66.5969 | 0.4297 | 147.9248 | 63.5633 | 0.4104 | 11.2722 | 4.6261
|  | 12 | 0.544 | 18.0158 | 9.8006 | 0.4387 | 18.32 | 8.037 | 0.3984 | 3.0247 | 1.205 | 0.2405 | 25.7333 | 6.1889 | 0.4507 | 100.9238 | 45.4864 | 0.5411 | 198.2252 | 107.2597 | 0.3472 | 174.3267 | 60.5262 | 0.4205 | 92.4728 | 38.8848 | 0.399 | 2.8307 | 1.1294
|  | 13 | 0.5467 | 10.5863 | 5.7876 | 0.4434 | 1.7081 | 0.75739 | 0.4026 | 3.8413 | 1.5465 | 0.2475 | 23.5594 | 5.831 | 0.4554 | 65.2082 | 29.6958 | 0.5365 | 188.4144 | 101.0843 | 0.3513 | 172.8542 | 60.7237 | 0.4262 | 55.7474 | 23.7596 | 0.3942 | 3.5221 | 1.3884
|  | 14 | 0.5449 | 2.5398 | 1.3839 | 0.4226 | 0.67766 | 0.28638 | 0.3939 | 3.5492 | 1.398 | 0.245 | 39.5312 | 9.6851 | 0.4374 | 79.275 | 34.6749 | 0.5288 | 182.6696 | 96.5957 | 0.3386 | 149.5659 | 50.643 | 0.4049 | 31.884 | 12.9098 | 0.3998 | 3.6011 | 1.4397
|  | 15 | 0.5468 | 0.50967 | 0.27869 | 0.4101 | 0.59411 | 0.24364 | 0.3883 | 9.0906 | 3.5299 | 0.2428 | 45.9717 | 11.1619 | 0.4203 | 104.8578 | 44.0717 | 0.5192 | 157.571 | 81.8108 | 0.3256 | 138.7836 | 45.1879 | 0.3775 | 23.992 | 9.057 | 0.4164 | 5.0131 | 2.0875
|  | 16 | 0.5462 | 4.0948 | 2.2366 | 0.409 | 0 | 0 | 0.3853 | 0.38232 | 0.14731 | 0.252 | 49.1737 | 12.3918 | 0.4129 | 135.7838 | 56.0651 | 0.5051 | 150.2651 | 75.8989 | 0.3087 | 169.0166 | 52.1754 | 0.372 | 28.477 | 10.5934 | 0.4113 | 7.48 | 3.0765
|  | 17 | 0.5467 | 2.51 | 1.3722 | 0.414 | 0 | 0 | 0.3892 | 19.4358 | 7.5644 | 0.258 | 58.9819 | 15.2173 | 0.4088 | 143.8336 | 58.7992 | 0.4868 | 111.9262 | 54.4857 | 0.3069 | 150.1873 | 46.0925 | 0.3678 | 26.327 | 9.6831 | 0.3954 | 10.39 | 4.1082
|  | 18 | 0.5461 | 3.9294 | 2.1458 | 0.4427 | 0 | 0 | 0.3981 | 12.2826 | 4.8897 | 0.2606 | 27.8532 | 7.2586 | 0.3951 | 176.9009 | 69.8935 | 0.4359 | 94.0122 | 40.9799 | 0.302 | 154.0676 | 46.5284 | 0.3672 | 24.3502 | 8.9414 | 0.3647 | 8.4076 | 3.0662
|  | 19 | 0.5532 | 6.4429 | 3.5642 | 0.4495 | 0 | 0 | 0.3797 | 13.5582 | 5.148 | 0.2373 | 18.217 | 4.3229 | 0.3733 | 191.1664 | 71.3624 | 0.3818 | 91.0169 | 34.7502 | 0.2746 | 138.2686 | 37.9686 | 0.3524 | 36.2929 | 12.7896 | 0.3185 | 15.087 | 4.8052
|  | 20 | 0.5446 | 2.8997 | 1.5792 | 0.4286 | 0.26329 | 0.11284 | 0.3673 | 1.6645 | 0.61135 | 0.2416 | 27.55 | 6.6561 | 0.3888 | 197.1294 | 76.6439 | 0.3992 | 120.9263 | 48.2738 | 0.2819 | 183.2858 | 51.6683 | 0.3745 | 38.9726 | 14.5953 | 0.3198 | 27.2591 | 8.7174
|  | 21 | 0.5442 | 1.6472 | 0.89641 | 0.4358 | 9.8871 | 4.3088 | 0.3772 | 2.9988 | 1.1311 | 0.2549 | 56.3156 | 14.3548 | 0.4163 | 200.5081 | 83.4715 | 0.4264 | 162.188 | 69.157 | 0.2982 | 148.7715 | 44.3637 | 0.3963 | 55.4094 | 21.9588 | 0.33 | 53.4647 | 17.6434
|  | 22 | 0.545 | 0.42073 | 0.2293 | 0.4595 | 17.4294 | 8.0088 | 0.3793 | 0 | 0 | 0.2612 | 76.6298 | 20.0157 | 0.4214 | 202.1286 | 85.177 | 0.45 | 200.0628 | 90.0283 | 0.3044 | 135.9415 | 41.3806 | 0.405 | 85.6368 | 34.6829 | 0.3408 | 47.0216 | 16.025
|  | 23 | 0.5433 | 4.9952 | 2.7139 | 0.4905 | 36.7066 | 18.0046 | 0.3909 | 0 | 0 | 0.2748 | 88.7401 | 24.3858 | 0.4399 | 202.551 | 89.1022 | 0.4803 | 199.8155 | 95.9714 | 0.3264 | 149.9681 | 48.9496 | 0.4306 | 176.2603 | 75.8977 | 0.3562 | 42.1541 | 15.0153
| 21 | 24 | 0.5547 | 10.5675 | 5.8618 | 0.5168 | 27.0685 | 13.989 | 0.4117 | 4.0586 | 1.6709 | 0.2936 | 103.3292 | 30.3374 | 0.471 | 201.9931 | 95.1387 | 0.5172 | 194.8855 | 100.7948 | 0.3566 | 148.9223 | 53.1057 | 0.4579 | 181.4929 | 83.1056 | 0.3806 | 43.6559 | 16.6154
|  | 1 | 0.541 | 11.743 | 6.353 | 0.5042 | 23.742 | 11.9707 | 0.4203 | 16.384 | 6.8862 | 0.3262 | 116.5014 | 38.0027 | 0.5007 | 201.6458 | 100.964 | 0.5465 | 199.3698 | 108.9556 | 0.3884 | 170.0991 | 66.0665 | 0.4951 | 177.3536 | 87.8078 | 0.4055 | 56.8269 | 23.0433
|  | 2 | 0.5464 | 10.1432 | 5.5423 | 0.5187 | 23.7778 | 12.3336 | 0.4132 | 10.1926 | 4.2116 | 0.3484 | 182.4707 | 63.5728 | 0.5314 | 199.2277 | 105.8696 | 0.5683 | 199.3517 | 113.2916 | 0.4134 | 188.1827 | 77.7947 | 0.5014 | 165.9996 | 83.2322 | 0.4266 | 82.7476 | 35.3001
|  | 3 | 0.5511 | 1.9631 | 1.0819 | 0.5386 | 23.7787 | 12.8072 | 0.4287 | 30.5014 | 13.0759 | 0.3653 | 196.4704 | 71.7706 | 0.5589 | 193.3303 | 108.0523 | 0.5691 | 199.8014 | 113.707 | 0.4327 | 198.0776 | 85.7082 | 0.4905 | 176.4388 | 86.5432 | 0.4315 | 131.6202 | 56.7941
|  | 4 | 0.5527 | 1.5822 | 0.87449 | 0.5445 | 23.7825 | 12.9495 | 0.4388 | 44.6832 | 19.607 | 0.3742 | 141.9836 | 53.1303 | 0.5689 | 198.0683 | 112.681 | 0.5726 | 198.2861 | 113.5386 | 0.4434 | 201.9541 | 89.5465 | 0.4838 | 156.1014 | 75.5218 | 0.4377 | 193.2688 | 84.5938
|  | 5 | 0.5529 | 11.4033 | 6.3049 | 0.5358 | 23.7851 | 12.7441 | 0.4439 | 40.0107 | 17.7608 | 0.3833 | 166.6534 | 63.8782 | 0.565 | 187.4198 | 105.8922 | 0.5739 | 199.7928 | 114.6611 | 0.4383 | 199.1918 | 87.3058 | 0.4892 | 182.1314 | 89.0987 | 0.4372 | 185.7475 | 81.2088
|  | 6 | 0.5526 | 7.1102 | 3.9291 | 0.5218 | 13.5775 | 7.0847 | 0.4536 | 28.9231 | 13.1195 | 0.3758 | 127.6359 | 47.9656 | 0.5451 | 200.9022 | 109.5118 | 0.5728 | 192.9329 | 110.512 | 0.4227 | 196.4173 | 83.0256 | 0.4998 | 192.385 | 96.154 | 0.4317 | 186.2062 | 80.3852
|  | 7 | 0.5506 | 0 | 0 | 0.4897 | 22.8612 | 11.1951 | 0.4686 | 27.2011 | 12.7464 | 0.3898 | 127.6451 | 49.7561 | 0.5274 | 198.2605 | 104.5626 | 0.5785 | 162.9192 | 94.2488 | 0.4034 | 196.499 | 79.2677 | 0.4804 | 184.3088 | 88.542 | 0.4172 | 183.6844 | 76.6331
|  | 8 | 0.5414 | 0.67639 | 0.3662 | 0.452 | 18.4742 | 8.3503 | 0.4714 | 63.2725 | 29.8267 | 0.3927 | 127.6571 | 50.1309 | 0.5002 | 164.7586 | 82.4123 | 0.5829 | 133.6189 | 77.8865 | 0.3786 | 198.1675 | 75.0262 | 0.4433 | 179.4963 | 79.5707 | 0.3896 | 156.3496 | 60.9138
|  | 9 | 0.5505 | 3.6629 | 2.0165 | 0.4121 | 23.796 | 9.8064 | 0.4555 | 62.0062 | 28.2438 | 0.3784 | 126.2092 | 47.7576 | 0.4702 | 159.9121 | 75.1907 | 0.5796 | 133.6304 | 77.4522 | 0.3535 | 198.5119 | 70.1739 | 0.4151 | 164.7616 | 68.3925 | 0.367 | 108.1368 | 39.6862
|  | 10 | 0.5438 | 4.8355 | 2.6295 | 0.4006 | 43.6772 | 17.4971 | 0.4466 | 46.2721 | 20.6651 | 0.3572 | 103.0702 | 36.8167 | 0.4746 | 126.5949 | 60.082 | 0.5791 | 176.7033 | 102.3289 | 0.3414 | 199.5181 | 68.1155 | 0.3995 | 128.9293 | 51.5073 | 0.3571 | 77.2031 | 27.5692
|  | 11 | 0.5458 | 5.3372 | 2.9131 | 0.3943 | 29.7761 | 11.7407 | 0.4371 | 31.1235 | 13.6041 | 0.3414 | 77.5183 | 26.4647 | 0.4618 | 126.8786 | 58.5925 | 0.5757 | 198.6965 | 114.3896 | 0.3366 | 200.4483 | 67.4709 | 0.3871 | 89.6899 | 34.719 | 0.3426 | 59.9868 | 20.5515
|  | 12 | 0.5559 | 14.8162 | 8.2363 | 0.3971 | 31.0428 | 12.3271 | 0.433 | 25.1671 | 10.8974 | 0.3265 | 83.347 | 27.2128 | 0.4554 | 141.2436 | 64.3223 | 0.5734 | 198.701 | 113.9351 | 0.3372 | 195.6765 | 65.9821 | 0.3894 | 54.0792 | 21.0585 | 0.3384 | 38.1136 | 12.8976
|  | 13 | 0.563 | 15.4333 | 8.689 | 0.4262 | 29.2369 | 12.4608 | 0.4363 | 20.3109 | 8.8616 | 0.3196 | 84.1588 | 26.8971 | 0.456 | 93.316 | 42.5521 | 0.5735 | 198.5434 | 113.8646 | 0.3385 | 197.3693 | 66.8095 | 0.4089 | 31.0346 | 12.69 | 0.3421 | 20.9269 | 7.1591
|  | 14 | 0.5609 | 10.8212 | 6.0696 | 0.4275 | 17.7209 | 7.5757 | 0.4447 | 20.4262 | 9.0835 | 0.3134 | 62.218 | 19.4991 | 0.4282 | 68.5947 | 29.3722 | 0.5725 | 186.5306 | 106.7888 | 0.3213 | 193.322 | 62.1144 | 0.3953 | 43.1552 | 17.0592 | 0.3297 | 20.4001 | 6.7259
|  | 15 | 0.5577 | 0.81368 | 0.45379 | 0.4346 | 14.4867 | 6.2959 | 0.4491 | 35.7416 | 16.0516 | 0.3113 | 48.885 | 15.2179 | 0.4025 | 34.8052 | 14.0091 | 0.5704 | 181.907 | 103.7597 | 0.3027 | 183.5951 | 55.5742 | 0.3819 | 44.1438 | 16.8585 | 0.3254 | 24.0507 | 7.8261
|  | 16 | 0.5568 | 2.6696 | 1.4865 | 0.4462 | 20.9168 | 9.3331 | 0.4465 | 31.3631 | 14.0036 | 0.3125 | 37.6892 | 11.7779 | 0.3881 | 42.0112 | 16.3046 | 0.5674 | 161.9037 | 91.8642 | 0.284 | 165.5361 | 47.0123 | 0.3953 | 51.1918 | 20.2361 | 0.3239 | 31.3407 | 10.1513
|  | 17 | 0.5569 | 11.1317 | 6.1992 | 0.4513 | 45.1146 | 20.3602 | 0.4389 | 8.7127 | 3.824 | 0.3082 | 32.3272 | 9.9632 | 0.3806 | 37.2472 | 14.1763 | 0.5304 | 151.8661 | 80.5498 | 0.277 | 148.0112 | 40.9991 | 0.3876 | 47.6653 | 18.4751 | 0.3233 | 33.8664 | 10.949
|  | 18 | 0.5643 | 16.704 | 9.4261 | 0.4642 | 57.0794 | 26.4962 | 0.4226 | 0.23874 | 0.10089 | 0.2904 | 16.7397 | 4.8612 | 0.3698 | 74.4034 | 27.5144 | 0.4518 | 142.5886 | 64.4215 | 0.2749 | 110.3456 | 30.334 | 0.3848 | 56.4108 | 21.7069 | 0.3317 | 31.1982 | 10.3484
|  | 19 | 0.5536 | 14.1148 | 7.8139 | 0.4548 | 37.258 | 16.9449 | 0.3774 | 0 | 0 | 0.2527 | 16.4356 | 4.1533 | 0.349 | 61.2937 | 21.3915 | 0.3836 | 182.2693 | 69.9185 | 0.2568 | 92.9866 | 23.879 | 0.3695 | 91.7531 | 33.9028 | 0.3213 | 36.7483 | 11.8072
|  | 20 | 0.5617 | 12.1628 | 6.8318 | 0.4305 | 32.2318 | 13.8758 | 0.353 | 0 | 0 | 0.2547 | 12.0559 | 3.0706 | 0.366 | 93.9296 | 34.3782 | 0.4016 | 195.5154 | 78.519 | 0.268 | 120.9742 | 32.4211 | 0.3834 | 111.7477 | 42.8441 | 0.3322 | 55.797 | 18.5358
|  | 21 | 0.5594 | 15.4571 | 8.6467 | 0.4509 | 28.3717 | 12.7928 | 0.3534 | 0 | 0 | 0.2671 | 0.67103 | 0.17923 | 0.3821 | 137.6967 | 52.6139 | 0.4298 | 197.9498 | 85.0788 | 0.2866 | 114.0731 | 32.6934 | 0.4071 | 116.3036 | 47.3472 | 0.3531 | 60.0157 | 21.1915
|  | 22 | 0.5569 | 20.4092 | 11.3659 | 0.4626 | 5.6602 | 2.6184 | 0.3673 | 0 | 0 | 0.2761 | 0.040802 | 0.011265 | 0.3859 | 172.5326 | 66.5803 | 0.452 | 195.2382 | 88.2476 | 0.302 | 102.1301 | 30.8433 | 0.4183 | 149.987 | 62.7396 | 0.3595 | 66.8369 | 24.0279
|  | 23 | 0.563 | 20.4394 | 11.5074 | 0.4788 | 0 | 0 | 0.3855 | 0 | 0 | 0.2881 | 8.3797 | 2.4142 | 0.4051 | 167.9615 | 68.0412 | 0.4782 | 197.2809 | 94.3397 | 0.3227 | 99.8347 | 32.2167 | 0.4417 | 194.9995 | 86.1313 | 0.3757 | 110.6908 | 41.5865
| 22 | 24 | 0.55 | 15.738 | 8.6559 | 0.496 | 0 | 0 | 0.4053 | 0 | 0 | 0.3052 | 44.7208 | 13.6488 | 0.4305 | 192.3519 | 82.8075 | 0.5106 | 196.6075 | 100.3878 | 0.3536 | 109.8125 | 38.8297 | 0.4779 | 191.6173 | 91.5739 | 0.4046 | 64.1111 | 25.9394
|  | 1 | 0.5468 | 19.7308 | 10.7888 | 0.5167 | 0 | 0 | 0.4259 | 0 | 0 | 0.3253 | 41.2694 | 13.4249 | 0.4421 | 191.4883 | 84.657 | 0.542 | 199.582 | 108.1735 | 0.3832 | 103.2598 | 39.5692 | 0.4791 | 200.1903 | 95.9112 | 0.4357 | 30.6571 | 13.3573
|  | 2 | 0.539 | 36.1244 | 19.471 | 0.5233 | 0 | 0 | 0.4501 | 0 | 0 | 0.3414 | 70.8287 | 24.1809 | 0.4675 | 189.5163 | 88.5989 | 0.5503 | 200.1148 | 110.1232 | 0.41 | 139.9112 | 57.3636 | 0.4521 | 196.3573 | 88.7732 | 0.461 | 39.8065 | 18.3508
|  | 3 | 0.5448 | 37.3489 | 20.3477 | 0.5324 | 3.6747 | 1.9564 | 0.4717 | 0.16375 | 0.077241 | 0.3556 | 68.0959 | 24.2149 | 0.4926 | 188.4299 | 92.8205 | 0.5493 | 199.9823 | 109.8503 | 0.4292 | 146.9508 | 63.0713 | 0.4551 | 201.8695 | 91.8708 | 0.4804 | 113.4714 | 54.5117
|  | 4 | 0.5476 | 42.4329 | 23.2362 | 0.5545 | 1.4244 | 0.78981 | 0.4865 | 6.3382 | 3.0836 | 0.365 | 80.7258 | 29.4649 | 0.5063 | 189.7102 | 96.0503 | 0.5507 | 200.3058 | 110.3084 | 0.4535 | 161.3948 | 73.1926 | 0.4709 | 201.3225 | 94.8027 | 0.4874 | 152.2699 | 74.2164
|  | 5 | 0.5481 | 42.5668 | 23.3309 | 0.5681 | 0.5125 | 0.29115 | 0.495 | 17.1197 | 8.4743 | 0.3707 | 105.4287 | 39.0824 | 0.5044 | 188.4694 | 95.0639 | 0.5492 | 200.3911 | 110.0548 | 0.4712 | 154.4996 | 72.8002 | 0.476 | 202.2184 | 96.256 | 0.4864 | 141.8967 | 69.0186
|  | 6 | 0.5467 | 36.3265 | 19.8597 | 0.572 | 7.2341 | 4.1379 | 0.5041 | 27.8484 | 14.0384 | 0.3643 | 109.6447 | 39.9436 | 0.4922 | 186.214 | 91.6546 | 0.5488 | 200.3978 | 109.9783 | 0.4672 | 131.1996 | 61.2965 | 0.4725 | 201.3317 | 95.1292 | 0.4754 | 118.7951 | 56.4752
|  | 7 | 0.5444 | 31.6205 | 17.2142 | 0.5813 | 14.1351 | 8.2167 | 0.5365 | 39.6975 | 21.2977 | 0.3574 | 132.708 | 47.4298 | 0.4694 | 162.5885 | 76.3191 | 0.5482 | 200.2789 | 109.7929 | 0.4458 | 147.4075 | 65.7143 | 0.4755 | 201.3621 | 95.7477 | 0.462 | 118.0096 | 54.5204
|  | 8 | 0.5544 | 18.4315 | 10.2184 | 0.5801 | 4.8689 | 2.8245 | 0.5439 | 34.7919 | 18.9233 | 0.3276 | 131.9964 | 43.242 | 0.4079 | 140.136 | 57.1615 | 0.5195 | 199.6148 | 103.6999 | 0.4216 | 158.086 | 66.6491 | 0.4757 | 199.7933 | 95.0417 | 0.4311 | 110.2669 | 47.5361
|  | 9 | 0.5452 | 8.6444 | 4.7129 | 0.546 | 5.8174 | 3.1763 | 0.5262 | 27.0205 | 14.2182 | 0.2983 | 114.1129 | 34.0399 | 0.3845 | 131.1797 | 50.4386 | 0.4792 | 197.1572 | 94.4777 | 0.3931 | 181.2581 | 71.2525 | 0.4515 | 200.0885 | 90.34 | 0.4019 | 134.7543 | 54.1577
|  | 10 | 0.5524 | 7.9658 | 4.4003 | 0.5211 | 7.9748 | 4.1557 | 0.5126 | 1.5806 | 0.81021 | 0.2849 | 84.1698 | 23.98 | 0.3749 | 132.452 | 49.6562 | 0.4588 | 195.9126 | 89.8847 | 0.3778 | 182.4708 | 68.9375 | 0.4248 | 198.5623 | 84.3493 | 0.3883 | 103.8074 | 40.3084
|  | 11 | 0.5587 | 2.3763 | 1.3276 | 0.5142 | 14.9564 | 7.6906 | 0.4983 | 1.6646 | 0.82949 | 0.2772 | 51.5236 | 14.2823 | 0.3609 | 98.953 | 35.7121 | 0.4554 | 192.4131 | 87.6249 | 0.3604 | 188.2076 | 67.83 | 0.4096 | 173.782 | 71.1811 | 0.3727 | 88.2371 | 32.886
|  | 12 | 0.5659 | 0.16902 | 0.09565 | 0.5101 | 15.9616 | 8.142 | 0.489 | 0.58351 | 0.28534 | 0.2717 | 26.9756 | 7.3293 | 0.3586 | 84.8014 | 30.4098 | 0.4642 | 179.7824 | 83.455 | 0.3648 | 192.4864 | 70.219 | 0.398 | 118.5621 | 47.1877 | 0.3676 | 64.8861 | 23.8521
|  | 13 | 0.5607 | 0.24441 | 0.13704 | 0.5172 | 4.3125 | 2.2304 | 0.4853 | 2.7049 | 1.3127 | 0.2756 | 18.5652 | 5.1166 | 0.3624 | 75.4925 | 27.3585 | 0.4686 | 177.2323 | 83.0511 | 0.356 | 186.0757 | 66.243 | 0.3949 | 103.1634 | 40.7392 | 0.3753 | 52.423 | 19.6743
|  | 14 | 0.5641 | 5.004 | 2.8227 | 0.517 | 9.4992 | 4.9111 | 0.4834 | 3.4831 | 1.6837 | 0.2642 | 20.611 | 5.4454 | 0.3392 | 70.3096 | 23.849 | 0.4424 | 168.4813 | 74.5361 | 0.327 | 187.3771 | 61.2723 | 0.3917 | 91.253 | 35.7438 | 0.3582 | 48.8927 | 17.5134
|  | 15 | 0.5655 | 7.7934 | 4.4072 | 0.5192 | 0.39696 | 0.2061 | 0.4785 | 5.725 | 2.7394 | 0.2571 | 22.0794 | 5.6766 | 0.3301 | 69.9804 | 23.1005 | 0.4226 | 157.0683 | 66.3771 | 0.3105 | 182.5293 | 56.6754 | 0.3913 | 73.5692 | 28.7876 | 0.3491 | 54.7276 | 19.1054
|  | 16 | 0.5646 | 3.0911 | 1.7452 | 0.5223 | 2.0769 | 1.0848 | 0.4572 | 0.32095 | 0.14674 | 0.2554 | 20.8841 | 5.3338 | 0.3263 | 61.2572 | 19.9882 | 0.4153 | 137.9443 | 57.2883 | 0.3029 | 170.4185 | 51.6198 | 0.3904 | 74.0187 | 28.8969 | 0.3467 | 39.4077 | 13.6627
|  | 17 | 0.5637 | 0.45582 | 0.25695 | 0.5143 | 0 | 0 | 0.4263 | 1.1118 | 0.47397 | 0.2567 | 20.8074 | 5.3413 | 0.3202 | 40.8395 | 13.0768 | 0.4103 | 119.8278 | 49.1653 | 0.3075 | 159.5384 | 49.058 | 0.3826 | 76.0451 | 29.0948 | 0.346 | 26.119 | 9.0372
|  | 18 | 0.5447 | 1.0035 | 0.54663 | 0.5055 | 3.51 | 1.7743 | 0.3955 | 0.023616 | 0.0093401 | 0.2599 | 27.8458 | 7.2371 | 0.3125 | 49.3025 | 15.407 | 0.4009 | 98.0512 | 39.3087 | 0.3065 | 138.3735 | 42.4115 | 0.3566 | 65.4204 | 23.3289 | 0.3519 | 31.955 | 11.245
|  | 19 | 0.5464 | 0 | 0 | 0.4777 | 0.092589 | 0.04423 | 0.3579 | 0 | 0 | 0.2403 | 42.532 | 10.2204 | 0.3105 | 81.2769 | 25.2365 | 0.3812 | 119.7624 | 45.6534 | 0.2841 | 142.5651 | 40.5027 | 0.3172 | 69.1799 | 21.9439 | 0.3367 | 73.1362 | 24.625
|  | 20 | 0.5539 | 0 | 0 | 0.452 | 0 | 0 | 0.3556 | 0 | 0 | 0.2451 | 28.6885 | 7.0315 | 0.3356 | 84.2095 | 28.2607 | 0.4014 | 136.7481 | 54.8907 | 0.2991 | 122.2063 | 36.5519 | 0.3228 | 92.006 | 29.6995 | 0.3399 | 121.6432 | 41.3465
|  | 21 | 0.5529 | 0 | 0 | 0.462 | 0 | 0 | 0.3781 | 0 | 0 | 0.2593 | 22.2498 | 5.7694 | 0.3551 | 88.9525 | 31.587 | 0.422 | 156.2187 | 65.9243 | 0.3142 | 93.5372 | 29.3894 | 0.3492 | 146.2345 | 51.0651 | 0.3576 | 134.6122 | 48.1373
|  | 22 | 0.5529 | 7.6064 | 4.2056 | 0.4765 | 0 | 0 | 0.4024 | 0 | 0 | 0.2657 | 24.3512 | 6.4701 | 0.3665 | 92.9024 | 34.0487 | 0.431 | 187.5568 | 80.837 | 0.3232 | 111.8002 | 36.1338 | 0.3702 | 185.2667 | 68.5857 | 0.3642 | 143.6362 | 52.3123
|  | 23 | 0.5437 | 18.1942 | 9.8922 | 0.499 | 0.072527 | 0.036191 | 0.4231 | 0.082053 | 0.034717 | 0.2807 | 54.9898 | 15.4356 | 0.3897 | 120.838 | 47.0906 | 0.4577 | 182.2896 | 83.434 | 0.3406 | 131.2998 | 44.7207 | 0.4004 | 182.1309 | 72.9252 | 0.3884 | 140.6249 | 54.6187
| 23 | 24 | 0.5542 | 14.8271 | 8.2172 | 0.5293 | 0.97931 | 0.51835 | 0.4504 | 0 | 0 | 0.2996 | 78.797 | 23.6076 | 0.4216 | 145.7912 | 61.4656 | 0.4985 | 181.1775 | 90.317 | 0.3736 | 155.0944 | 57.9433 | 0.4304 | 187.8464 | 80.8491 | 0.4245 | 172.9445 | 73.4149
|  | 1 | 0.5536 | 18.8773 | 10.4505 | 0.5618 | 6.2136 | 3.4908 | 0.48 | 0.86134 | 0.41344 | 0.3179 | 137.4506 | 43.6956 | 0.4469 | 129.7343 | 57.9783 | 0.5401 | 173.8359 | 93.8887 | 0.4071 | 200.0096 | 81.4239 | 0.4421 | 200.4692 | 88.6275 | 0.4582 | 183.1351 | 83.9125
|  | 2 | 0.5563 | 12.964 | 7.2119 | 0.566 | 11.8302 | 6.6959 | 0.5055 | 5.9e-05 | 2.9824e-05 | 0.3345 | 163.1038 | 54.5582 | 0.4715 | 144.8377 | 68.291 | 0.54 | 144.0202 | 77.7709 | 0.4399 | 202.6854 | 89.1613 | 0.4457 | 196.5314 | 87.5941 | 0.4911 | 185.225 | 90.964
|  | 3 | 0.5433 | 8.6057 | 4.6755 | 0.5728 | 15.2334 | 8.7257 | 0.525 | 0 | 0 | 0.3513 | 150.9669 | 53.0347 | 0.4965 | 182.7427 | 90.7318 | 0.5487 | 181.2782 | 99.4674 | 0.4563 | 202.3198 | 92.3185 | 0.4559 | 202.1251 | 92.1488 | 0.5106 | 199.0924 | 101.6566
|  | 4 | 0.5396 | 33.5314 | 18.0935 | 0.5766 | 6.8667 | 3.9593 | 0.5324 | 0.088348 | 0.047036 | 0.3635 | 148.2789 | 53.8994 | 0.5088 | 165.5961 | 84.2553 | 0.5517 | 184.2615 | 101.657 | 0.468 | 198.779 | 93.0286 | 0.4642 | 202.6361 | 94.0637 | 0.5169 | 190.4775 | 98.4578
|  | 5 | 0.5391 | 32.8889 | 17.7304 | 0.5782 | 7.795 | 4.5071 | 0.5379 | 0 | 0 | 0.3671 | 145.2057 | 53.305 | 0.5136 | 149.8313 | 76.9533 | 0.5511 | 197.499 | 108.8417 | 0.4637 | 199.1226 | 92.3331 | 0.4675 | 202.4463 | 94.6437 | 0.5102 | 197.7503 | 100.8922
|  | 6 | 0.5441 | 58.8547 | 32.0228 | 0.5691 | 47.0389 | 26.7699 | 0.5344 | 0 | 0 | 0.3616 | 165.2839 | 59.7667 | 0.5173 | 113.9563 | 58.9496 | 0.5509 | 195.4699 | 107.6844 | 0.4497 | 200.3901 | 90.1154 | 0.4778 | 201.3325 | 96.1967 | 0.4983 | 199.9361 | 99.6281
|  | 7 | 0.5516 | 43.5615 | 24.0285 | 0.5355 | 41.3229 | 22.1284 | 0.5508 | 0 | 0 | 0.3554 | 154.6676 | 54.9689 | 0.521 | 101.8064 | 53.0411 | 0.5447 | 200.2089 | 109.0538 | 0.4293 | 200.1541 | 85.9262 | 0.494 | 200.1421 | 98.8702 | 0.4886 | 199.6767 | 97.562
|  | 8 | 0.5505 | 37.0008 | 20.3689 | 0.5401 | 42.4333 | 22.9182 | 0.5343 | 0 | 0 | 0.3324 | 108.0033 | 35.9003 | 0.5152 | 94.3708 | 48.6199 | 0.5364 | 199.5597 | 107.0438 | 0.4109 | 199.7601 | 82.0814 | 0.4922 | 198.2436 | 97.5755 | 0.4496 | 199.0164 | 89.4778
|  | 9 | 0.556 | 10.3392 | 5.7486 | 0.5574 | 36.0578 | 20.0986 | 0.5108 | 0.10798 | 0.055157 | 0.301 | 83.7007 | 25.1939 | 0.4883 | 64.7084 | 31.5971 | 0.5365 | 184.4408 | 98.9525 | 0.3873 | 199.3471 | 77.2071 | 0.4944 | 197.632 | 97.7093 | 0.4156 | 195.1623 | 81.1095
|  | 10 | 0.5636 | 1.0252 | 0.5778 | 0.5764 | 11.0043 | 6.3428 | 0.5095 | 42.7469 | 21.7795 | 0.2905 | 76.8935 | 22.3375 | 0.4629 | 46.0279 | 21.3063 | 0.5293 | 185.7944 | 98.341 | 0.3719 | 198.5456 | 73.8391 | 0.4853 | 199.6093 | 96.8704 | 0.3925 | 169.0779 | 66.3631
|  | 11 | 0.5645 | 0 | 0 | 0.5793 | 1.2883 | 0.7463 | 0.5016 | 5.753 | 2.8857 | 0.2812 | 110.1907 | 30.9856 | 0.421 | 42.6598 | 17.9598 | 0.512 | 187.0389 | 95.7639 | 0.3604 | 183.8528 | 66.2605 | 0.4583 | 198.5838 | 91.0109 | 0.3759 | 178.2738 | 67.0131
|  | 12 | 0.5641 | 0.19519 | 0.11011 | 0.5758 | 6.5193 | 3.7538 | 0.4982 | 0.84051 | 0.41874 | 0.2789 | 45.2834 | 12.6295 | 0.4085 | 32.5997 | 13.317 | 0.5043 | 187.8473 | 94.7314 | 0.3601 | 160.7611 | 57.8901 | 0.442 | 193.4951 | 85.5248 | 0.3685 | 174.6475 | 64.3576
|  | 13 | 0.5566 | 0.038681 | 0.02153 | 0.5757 | 1.2198 | 0.70224 | 0.5051 | 0 | 0 | 0.2844 | 25.8113 | 7.3407 | 0.4043 | 22.6322 | 9.1502 | 0.5028 | 186.0285 | 93.5351 | 0.364 | 121.8681 | 44.36 | 0.4539 | 181.7403 | 82.4919 | 0.3651 | 152.7921 | 55.7844
|  | 14 | 0.5631 | 0 | 0 | 0.5778 | 0.73473 | 0.42453 | 0.4885 | 0.12458 | 0.060857 | 0.2742 | 36.2457 | 9.9386 | 0.4083 | 36.2429 | 14.798 | 0.4714 | 178.2823 | 84.0423 | 0.3429 | 99.6697 | 34.1767 | 0.4679 | 160.6918 | 75.1877 | 0.3442 | 112.3588 | 38.6739
|  | 15 | 0.5642 | 0.57258 | 0.32305 | 0.5792 | 1.7099 | 0.99038 | 0.4666 | 0 | 0 | 0.269 | 31.6072 | 8.5023 | 0.4202 | 36.7153 | 15.4278 | 0.4542 | 165.9697 | 75.3835 | 0.3271 | 93.1091 | 30.456 | 0.47 | 134.5683 | 63.2471 | 0.3321 | 93.482 | 31.0454
|  | 16 | 0.5643 | 0 | 0 | 0.5791 | 31.4848 | 18.2329 | 0.4679 | 0 | 0 | 0.2656 | 11.6864 | 3.1039 | 0.4338 | 40.1723 | 17.4267 | 0.4459 | 121.8018 | 54.3114 | 0.3205 | 88.9551 | 28.5101 | 0.4608 | 127.8752 | 58.9249 | 0.3259 | 95.1006 | 30.9933
|  | 17 | 0.5515 | 0 | 0 | 0.577 | 17.9652 | 10.3659 | 0.4701 | 0 | 0 | 0.2639 | 11.2874 | 2.9788 | 0.4139 | 30.7777 | 12.7389 | 0.4363 | 107.9325 | 47.0909 | 0.3141 | 86.2883 | 27.1031 | 0.4413 | 118.7553 | 52.4067 | 0.3226 | 87.8437 | 28.3384
|  | 18 | 0.5473 | 2.9515 | 1.6153 | 0.5704 | 2.9597 | 1.6882 | 0.4784 | 0 | 0 | 0.2659 | 22.6693 | 6.0278 | 0.3675 | 32.846 | 12.0709 | 0.4246 | 132.4133 | 56.2227 | 0.3111 | 67.5073 | 21.0015 | 0.3947 | 104.4479 | 41.2256 | 0.3269 | 62.3485 | 20.3817
|  | 19 | 0.5468 | 12.6357 | 6.9092 | 0.553 | 7.2056 | 3.9847 | 0.4508 | 0.042689 | 0.019244 | 0.2432 | 30.0348 | 7.3045 | 0.3409 | 48.8124 | 16.6401 | 0.4009 | 172.1619 | 69.0197 | 0.2892 | 62.8777 | 18.1842 | 0.315 | 91.0781 | 28.6896 | 0.3184 | 53.2057 | 16.9407
|  | 20 | 0.5472 | 20.2512 | 11.0815 | 0.5141 | 3.9003 | 2.0051 | 0.433 | 9.8017 | 4.2441 | 0.2521 | 65.7215 | 16.5684 | 0.3542 | 71.4339 | 25.3019 | 0.4237 | 171.6223 | 72.7164 | 0.3031 | 125.9911 | 38.1879 | 0.3175 | 110.6925 | 35.1449 | 0.3262 | 85.6192 | 27.929
|  | 21 | 0.5463 | 10.0168 | 5.4722 | 0.5214 | 1.4293 | 0.74524 | 0.45 | 5.9994 | 2.6998 | 0.2693 | 72.9197 | 19.6373 | 0.3766 | 105.4912 | 39.728 | 0.4503 | 185.9952 | 83.7536 | 0.3207 | 130.0149 | 41.6958 | 0.3342 | 159.8822 | 53.4326 | 0.3417 | 121.9878 | 41.6832
|  | 22 | 0.5442 | 1.574 | 0.85657 | 0.5323 | 6.4926 | 3.456 | 0.4549 | 16.3611 | 7.4427 | 0.2775 | 47.23 | 13.1063 | 0.4018 | 167.1782 | 67.1722 | 0.4644 | 193.6659 | 89.9384 | 0.3259 | 163.1798 | 53.1803 | 0.3509 | 192.2586 | 67.4635 | 0.3512 | 117.0543 | 41.1095
|  | 23 | 0.5514 | 11.9874 | 6.6098 | 0.5504 | 7.6055 | 4.186 | 0.4683 | 21.8854 | 10.2489 | 0.2932 | 64.7778 | 18.9928 | 0.4232 | 129.5138 | 54.8103 | 0.4954 | 197.0129 | 97.6002 | 0.3461 | 198.2521 | 68.615 | 0.3718 | 181.0019 | 67.2965 | 0.3722 | 163.9422 | 61.0193
| 24 | 24 | 0.5409 | 67.2893 | 36.3968 | 0.5702 | 5.6603 | 3.2275 | 0.4721 | 19.1365 | 9.0343 | 0.3155 | 118.3747 | 37.3472 | 0.4396 | 122.9286 | 54.0394 | 0.5376 | 199.7598 | 107.3908 | 0.3825 | 188.4924 | 72.0983 | 0.4018 | 185.2639 | 74.439 | 0.4095 | 163.8284 | 67.0877
|  | 1 | 0.5522 | 87.7121 | 48.4346 | 0.5673 | 9.2353 | 5.2392 | 0.4666 | 18.1492 | 8.4684 | 0.3405 | 135.2536 | 46.0538 | 0.4738 | 121.0432 | 57.3503 | 0.5386 | 200.335 | 107.9004 | 0.4182 | 165.6444 | 69.2725 | 0.3982 | 195.0799 | 77.6808 | 0.449 | 157.5901 | 70.7579
|  | 2 | 0.5428 | 164.9478 | 89.5337 | 0.5723 | 17.7842 | 10.1779 | 0.4843 | 4.6009 | 2.2282 | 0.3653 | 151.7412 | 55.431 | 0.5005 | 125.7808 | 62.9533 | 0.5469 | 200.3777 | 109.5866 | 0.4463 | 152.7608 | 68.1772 | 0.4171 | 197.8652 | 82.5296 | 0.4793 | 159.9775 | 76.6772
|  | 3 | 0.5426 | 126.9218 | 68.8678 | 0.5636 | 49.9897 | 28.1742 | 0.5061 | 17.0108 | 8.6092 | 0.3835 | 159.1328 | 61.0274 | 0.5178 | 79.3731 | 41.0994 | 0.5522 | 200.2414 | 110.5733 | 0.4658 | 169.6058 | 79.0024 | 0.4308 | 170.8723 | 73.6118 | 0.4976 | 193.6653 | 96.3679
|  | 4 | 0.5426 | 122.4525 | 66.4427 | 0.5428 | 163.1667 | 88.5669 | 0.519 | 58.8266 | 30.531 | 0.3955 | 167.1637 | 66.1133 | 0.5291 | 40.1606 | 21.249 | 0.5518 | 199.5336 | 110.1026 | 0.4696 | 194.7469 | 91.4532 | 0.4359 | 172.6706 | 75.2671 | 0.5036 | 182.273 | 91.7927
|  | 5 | 0.5416 | 109.2302 | 59.1591 | 0.5358 | 170.4029 | 91.3019 | 0.5228 | 78.4832 | 41.031 | 0.3934 | 159.2092 | 62.6329 | 0.5363 | 34.1943 | 18.3384 | 0.5522 | 199.2579 | 110.0302 | 0.4672 | 189.8822 | 88.713 | 0.4323 | 199.6137 | 86.293 | 0.5011 | 186.7758 | 93.5934
|  | 6 | 0.5396 | 90.3892 | 48.774 | 0.5347 | 194.6186 | 104.0626 | 0.5229 | 67.6423 | 35.3702 | 0.3864 | 177.6494 | 68.6437 | 0.5408 | 100.8613 | 54.5458 | 0.5513 | 197.8617 | 109.0811 | 0.4677 | 192.2218 | 89.9021 | 0.4072 | 194.6832 | 79.275 | 0.4878 | 191.0942 | 93.2157
|  | 7 | 0.539 | 39.2108 | 21.1346 | 0.5371 | 190.9496 | 102.5591 | 0.5286 | 54.8308 | 28.9836 | 0.3825 | 169.1901 | 64.7152 | 0.5541 | 58.4373 | 32.3801 | 0.5441 | 198.4943 | 108.0007 | 0.4528 | 176.9069 | 80.1035 | 0.3787 | 192.9889 | 73.0849 | 0.4815 | 198.5575 | 95.6054
|  | 8 | 0.5532 | 8.4861 | 4.6945 | 0.5531 | 172.2634 | 95.2789 | 0.5165 | 68.6146 | 35.4395 | 0.3538 | 122.3443 | 43.2854 | 0.5691 | 124.344 | 70.7642 | 0.5376 | 196.9791 | 105.896 | 0.4347 | 185.2574 | 80.5314 | 0.3436 | 192.0389 | 65.9846 | 0.4446 | 193.5257 | 86.0415
|  | 9 | 0.5486 | 10.8812 | 5.9694 | 0.5697 | 162.7466 | 92.7167 | 0.5013 | 75.9499 | 38.0737 | 0.3236 | 87.256 | 28.236 | 0.5464 | 116.7835 | 63.8105 | 0.5356 | 195.6034 | 104.7652 | 0.4124 | 126.8852 | 52.3275 | 0.3159 | 183.8721 | 58.0852 | 0.4124 | 175.5609 | 72.4013
|  | 10 | 0.5607 | 0.066258 | 0.037151 | 0.5651 | 118.1634 | 66.7741 | 0.4947 | 90.367 | 44.7045 | 0.311 | 82.4186 | 25.6322 | 0.5145 | 106.43 | 54.7582 | 0.5365 | 185.3372 | 99.4334 | 0.4055 | 147.5815 | 59.8443 | 0.2989 | 162.3318 | 48.521 | 0.3925 | 156.8687 | 61.571
|  | 11 | 0.5656 | 0.26268 | 0.14857 | 0.568 | 101.002 | 57.3691 | 0.4874 | 70.3138 | 34.271 | 0.3002 | 80.3493 | 24.1209 | 0.4872 | 94.6039 | 46.091 | 0.5139 | 183.8216 | 94.4659 | 0.3946 | 166.5007 | 65.7012 | 0.2848 | 134.4428 | 38.2893 | 0.3746 | 165.4773 | 61.9878
|  | 12 | 0.5656 | 1.602 | 0.9061 | 0.5691 | 91.6223 | 52.1423 | 0.4672 | 38.8092 | 18.1316 | 0.296 | 56.6582 | 16.7708 | 0.463 | 76.0766 | 35.2235 | 0.5091 | 173.1565 | 88.154 | 0.3942 | 168.0457 | 66.2436 | 0.2793 | 97.2432 | 27.16 | 0.3634 | 140.0718 | 50.9021
|  | 13 | 0.5571 | 6.9727 | 3.8845 | 0.5701 | 109.392 | 62.3644 | 0.4576 | 20.6852 | 9.4656 | 0.2955 | 46.9399 | 13.8707 | 0.456 | 66.9775 | 30.5417 | 0.5077 | 156.5959 | 79.5037 | 0.3996 | 176.3209 | 70.4578 | 0.2791 | 82.2067 | 22.9439 | 0.3628 | 128.3141 | 46.5523
|  | 14 | 0.5665 | 14.6484 | 8.2983 | 0.5627 | 92.2982 | 51.9362 | 0.4059 | 3.685 | 1.4957 | 0.284 | 43.1903 | 12.266 | 0.4631 | 44.6065 | 20.6573 | 0.4827 | 141.1237 | 68.1204 | 0.3819 | 180.0361 | 68.7558 | 0.2669 | 76.3816 | 20.3862 | 0.3454 | 122.6024 | 42.3469
|  | 15 | 0.5686 | 11.5497 | 6.5671 | 0.558 | 80.5416 | 44.9422 | 0.3865 | 0.56082 | 0.21676 | 0.2771 | 40.2851 | 11.163 | 0.4768 | 42.4276 | 20.2295 | 0.4627 | 116.734 | 54.0128 | 0.3696 | 179.0189 | 66.1654 | 0.2609 | 79.3354 | 20.6986 | 0.3314 | 107.563 | 35.6464
|  | 16 | 0.5703 | 4.0528 | 2.3113 | 0.5624 | 69.7818 | 39.2453 | 0.3967 | 7.9538 | 3.1553 | 0.2752 | 47.5868 | 13.0959 | 0.4774 | 32.18 | 15.3627 | 0.4512 | 113.8211 | 51.3561 | 0.3656 | 172.7816 | 63.169 | 0.2586 | 70.0698 | 18.1201 | 0.327 | 104.7312 | 34.2471
|  | 17 | 0.5686 | 0.000331 | 0.00018821 | 0.5618 | 47.3433 | 26.5975 | 0.4126 | 11.4862 | 4.7392 | 0.2754 | 68.8084 | 18.9498 | 0.4465 | 20.5523 | 9.1766 | 0.4413 | 93.3846 | 41.2106 | 0.3633 | 149.909 | 54.4619 | 0.2547 | 71.4847 | 18.2072 | 0.3329 | 120.4393 | 40.0942
|  | 18 | 0.5655 | 2.822 | 1.5958 | 0.5637 | 41.5719 | 23.4341 | 0.4182 | 4.1676 | 1.7429 | 0.2768 | 159.4967 | 44.1487 | 0.3931 | 9.2456 | 3.6344 | 0.4243 | 86.3384 | 36.6334 | 0.3589 | 146.1165 | 52.4412 | 0.2544 | 64.0761 | 16.301 | 0.3449 | 107.0004 | 36.9044
|  | 19 | 0.5594 | 11.3048 | 6.3239 | 0.5489 | 61.6548 | 33.8423 | 0.3906 | 0.12059 | 0.047102 | 0.2586 | 199.1871 | 51.5098 | 0.3536 | 3.7693 | 1.3328 | 0.3968 | 116.011 | 46.0332 | 0.3312 | 160.6927 | 53.2214 | 0.2332 | 66.5371 | 15.5164 | 0.3276 | 96.5903 | 31.643
|  | 20 | 0.5675 | 29.0258 | 16.4721 | 0.5188 | 67.0795 | 34.8008 | 0.3757 | 3.5504 | 1.3339 | 0.2643 | 201.9309 | 53.3703 | 0.3698 | 40.3325 | 14.915 | 0.4198 | 155.8388 | 65.4211 | 0.3497 | 187.9219 | 65.7163 | 0.2391 | 91.3454 | 21.8407 | 0.3253 | 120.5458 | 39.2135
|  | 21 | 0.5671 | 54.4945 | 30.9038 | 0.5212 | 88.8252 | 46.2957 | 0.3907 | 3.1361 | 1.2253 | 0.2828 | 201.9369 | 57.1078 | 0.3891 | 72.5325 | 28.2224 | 0.4425 | 179.9592 | 79.6319 | 0.3718 | 198.6132 | 73.8444 | 0.2524 | 138.2192 | 34.8865 | 0.3384 | 102.0638 | 34.5384
|  | 22 | 0.5666 | 17.6893 | 10.0228 | 0.5227 | 39.5622 | 20.6791 | 0.4051 | 0 | 0 | 0.2907 | 199.9689 | 58.131 | 0.405 | 73.5971 | 29.8068 | 0.4502 | 197.4653 | 88.8989 | 0.3809 | 201.6307 | 76.8011 | 0.2564 | 155.9037 | 39.9737 | 0.3396 | 129.9445 | 44.1292
|  | 23 | 0.5569 | 54.8049 | 30.5208 | 0.5327 | 26.4654 | 14.0981 | 0.4254 | 4.0705 | 1.7316 | 0.3015 | 187.9248 | 56.6593 | 0.4247 | 71.7537 | 30.4738 | 0.4772 | 191.735 | 91.496 | 0.3984 | 195.1285 | 77.7392 | 0.2753 | 169.7705 | 46.7378 | 0.3345 | 157.5103 | 52.6872
| 25 | 24 | 0.5517 | 87.0808 | 48.0425 | 0.5678 | 22.084 | 12.5393 | 0.453 | 29.7911 | 13.4954 | 0.319 | 197.3996 | 62.9705 | 0.4498 | 96.7768 | 43.5302 | 0.5226 | 159.7868 | 83.5046 | 0.4269 | 199.7794 | 85.2858 | 0.3025 | 173.3478 | 52.4377 | 0.3381 | 143.0818 | 48.376
|  | 1 | 0.5476 | 58.6657 | 32.1253 | 0.5797 | 53.8741 | 31.2308 | 0.4706 | 4.4325 | 2.0859 | 0.3399 | 202.153 | 68.7118 | 0.4837 | 94.3342 | 45.6295 | 0.5359 | 111.1903 | 59.5869 | 0.461 | 197.3227 | 90.9658 | 0.3325 | 158.3528 | 52.6523 | 0.367 | 149.0938 | 54.7174
|  | 2 | 0.5537 | 39.872 | 22.0771 | 0.5839 | 103.5016 | 60.4346 | 0.4951 | 12.6981 | 6.2868 | 0.3634 | 195.9812 | 71.2196 | 0.5084 | 122.3914 | 62.2238 | 0.5426 | 113.9437 | 61.8258 | 0.4915 | 200.0251 | 98.3124 | 0.3555 | 159.8452 | 56.825 | 0.3914 | 170.7509 | 66.8319
|  | 3 | 0.5597 | 45.6816 | 25.568 | 0.5875 | 144.0944 | 84.6554 | 0.5132 | 22.0385 | 11.3102 | 0.3807 | 170.2314 | 64.8071 | 0.5227 | 69.6733 | 36.4183 | 0.5476 | 113.569 | 62.1904 | 0.5161 | 199.5192 | 102.9718 | 0.3707 | 168.0151 | 62.2832 | 0.408 | 177.5447 | 72.4382
|  | 4 | 0.5645 | 46.9084 | 26.4798 | 0.5804 | 148.6677 | 86.2867 | 0.5314 | 8.7565 | 4.6532 | 0.3901 | 173.3043 | 67.606 | 0.5283 | 14.398 | 7.6064 | 0.5504 | 112.6472 | 62.001 | 0.5272 | 184.2393 | 97.131 | 0.3757 | 192.7799 | 72.4274 | 0.4151 | 202.5636 | 84.0841
|  | 5 | 0.5632 | 57.9679 | 32.6475 | 0.5717 | 165.518 | 94.6267 | 0.5415 | 9.3315 | 5.053 | 0.3927 | 173.5626 | 68.158 | 0.532 | 0.28434 | 0.15127 | 0.5512 | 112.3755 | 61.9414 | 0.5344 | 163.6785 | 87.4698 | 0.3753 | 190.8924 | 71.6419 | 0.4175 | 201.8801 | 84.285
|  | 6 | 0.5577 | 61.8251 | 34.4799 | 0.5685 | 190.1625 | 108.1074 | 0.5398 | 43.8659 | 23.6788 | 0.3976 | 183.3451 | 72.898 | 0.5196 | 7.4974 | 3.8957 | 0.5463 | 87.9051 | 48.0226 | 0.5351 | 154.5418 | 82.6953 | 0.364 | 187.9585 | 68.4169 | 0.4113 | 200.564 | 82.492
|  | 7 | 0.5473 | 13.6388 | 7.4645 | 0.5492 | 189.9671 | 104.3299 | 0.5497 | 115.2702 | 63.3641 | 0.411 | 181.3915 | 74.5519 | 0.5069 | 9.0987 | 4.6121 | 0.5412 | 114.8013 | 62.1305 | 0.5331 | 142.4681 | 75.9497 | 0.3504 | 194.9571 | 68.313 | 0.4052 | 200.3947 | 81.1999
|  | 8 | 0.5642 | 16.1036 | 9.0857 | 0.5499 | 198.8435 | 109.344 | 0.5256 | 82.7745 | 43.5063 | 0.4094 | 191.3039 | 78.3198 | 0.4889 | 2.8547 | 1.3956 | 0.5386 | 123.9796 | 66.7754 | 0.5049 | 163.1079 | 82.3532 | 0.3249 | 188.7086 | 61.3114 | 0.3815 | 201.5819 | 76.9035
|  | 9 | 0.5564 | 19.3168 | 10.7479 | 0.5709 | 194.8144 | 111.2196 | 0.4996 | 107.5822 | 53.748 | 0.3864 | 173.0787 | 66.8776 | 0.4406 | 3.2021 | 1.4109 | 0.5179 | 133.6011 | 69.192 | 0.4821 | 196.1465 | 94.5622 | 0.297 | 170.4579 | 50.626 | 0.3508 | 201.044 | 70.5262
|  | 10 | 0.5493 | 10.1894 | 5.5971 | 0.5869 | 181.9997 | 106.8156 | 0.4855 | 77.7222 | 37.7341 | 0.3652 | 149.4025 | 54.5618 | 0.3925 | 1.5717 | 0.61688 | 0.5034 | 112.5064 | 56.6357 | 0.4587 | 188.5284 | 86.478 | 0.2815 | 156.7201 | 44.1167 | 0.3318 | 195.0763 | 64.7263
|  | 11 | 0.55 | 17.1922 | 9.4557 | 0.5793 | 143.7246 | 83.2596 | 0.4745 | 44.4163 | 21.0756 | 0.345 | 125.7687 | 43.3902 | 0.3709 | 0.82083 | 0.30444 | 0.4843 | 71.762 | 34.7544 | 0.4463 | 183.1688 | 81.7482 | 0.2648 | 122.2751 | 32.3784 | 0.3123 | 181.8196 | 56.7823
|  | 12 | 0.5517 | 30.5817 | 16.8719 | 0.5779 | 110.1348 | 63.6469 | 0.4662 | 34.7349 | 16.1934 | 0.3333 | 125.1171 | 41.7015 | 0.3692 | 3.716 | 1.372 | 0.4817 | 49.9364 | 24.0544 | 0.4371 | 189.3737 | 82.7753 | 0.2607 | 66.7058 | 17.3902 | 0.3062 | 138.1316 | 42.2959
|  | 13 | 0.5499 | 16.9847 | 9.3399 | 0.5782 | 78.4322 | 45.3495 | 0.462 | 51.8624 | 23.9604 | 0.3241 | 139.5077 | 45.2144 | 0.3675 | 7.1193 | 2.6163 | 0.4861 | 36.0934 | 17.545 | 0.4349 | 188.188 | 81.843 | 0.2602 | 35.746 | 9.3011 | 0.3181 | 90.6681 | 28.8415
|  | 14 | 0.5525 | 19.8064 | 10.943 | 0.5665 | 44.8328 | 25.3978 | 0.4438 | 65.2252 | 28.947 | 0.3171 | 126.0752 | 39.9785 | 0.3615 | 5.4524 | 1.971 | 0.4605 | 49.3841 | 22.7414 | 0.4303 | 187.9865 | 80.8906 | 0.2501 | 33.3071 | 8.3301 | 0.3088 | 85.4424 | 26.3846
|  | 15 | 0.5545 | 21.5708 | 11.961 | 0.5531 | 32.7249 | 18.1001 | 0.4312 | 47.3517 | 20.418 | 0.3151 | 92.5001 | 29.1468 | 0.3504 | 5.8949 | 2.0656 | 0.4418 | 34.4516 | 15.2207 | 0.4502 | 177.4584 | 79.8918 | 0.252 | 30.0596 | 7.575 | 0.3056 | 82.6087 | 25.2452
|  | 16 | 0.5563 | 19.6732 | 10.9442 | 0.5526 | 25.5184 | 14.1015 | 0.422 | 37.4948 | 15.8228 | 0.3106 | 74.9225 | 23.2709 | 0.3389 | 4.2017 | 1.4239 | 0.4294 | 17.3363 | 7.4442 | 0.4558 | 166.8171 | 76.0352 | 0.2504 | 30.5392 | 7.647 | 0.3047 | 76.0941 | 23.1859
|  | 17 | 0.5572 | 9.0797 | 5.0592 | 0.5545 | 24.3179 | 13.4843 | 0.418 | 24.5466 | 10.2605 | 0.3009 | 105.9975 | 31.8946 | 0.3272 | 2.1123 | 0.69113 | 0.4256 | 4.155 | 1.7684 | 0.4431 | 138.7858 | 61.496 | 0.2473 | 25.7731 | 6.3737 | 0.3079 | 71.2568 | 21.94
|  | 18 | 0.5601 | 2.0244 | 1.1339 | 0.5521 | 28.1976 | 15.5679 | 0.4016 | 10.6652 | 4.2831 | 0.2763 | 139.6169 | 38.5761 | 0.3181 | 0.27857 | 0.088612 | 0.4203 | 9.2685 | 3.8956 | 0.3953 | 125.1346 | 49.4657 | 0.248 | 42.1515 | 10.4536 | 0.3159 | 50.4959 | 15.9516
|  | 19 | 0.566 | 3.5275 | 1.9966 | 0.5229 | 37.8744 | 19.8045 | 0.3475 | 3.5288 | 1.2262 | 0.2415 | 154.4247 | 37.2936 | 0.294 | 1.5949 | 0.46889 | 0.4056 | 50.1938 | 20.3586 | 0.3437 | 101.5167 | 34.8913 | 0.2272 | 84.0025 | 19.0854 | 0.3037 | 35.6094 | 10.8146
|  | 20 | 0.5656 | 5.1977 | 2.9398 | 0.4942 | 22.8581 | 11.2965 | 0.3544 | 8.236 | 2.9189 | 0.2489 | 139.9893 | 34.8433 | 0.3082 | 4.0351 | 1.2436 | 0.4279 | 147.3432 | 63.0482 | 0.3577 | 96.2404 | 34.4252 | 0.2303 | 123.7777 | 28.506 | 0.3073 | 74.8426 | 22.9991
|  | 21 | 0.5654 | 29.3219 | 16.5786 | 0.5027 | 10.8963 | 5.4776 | 0.3757 | 28.6353 | 10.7583 | 0.2638 | 135.368 | 35.7101 | 0.3228 | 0.84396 | 0.27243 | 0.4528 | 170.0667 | 77.0062 | 0.3836 | 120.8194 | 46.3463 | 0.2428 | 153.827 | 37.3492 | 0.3208 | 101.1784 | 32.458
|  | 22 | 0.5659 | 31.9534 | 18.0824 | 0.5062 | 0.34698 | 0.17564 | 0.3819 | 61.7648 | 23.588 | 0.2768 | 153.0631 | 42.3679 | 0.3289 | 0 | 0 | 0.4607 | 179.5277 | 82.7084 | 0.405 | 118.6037 | 48.0345 | 0.2508 | 154.2264 | 38.68 | 0.3231 | 134.9217 | 43.5932
|  | 23 | 0.5623 | 25.2566 | 14.2018 | 0.5162 | 0.046737 | 0.024126 | 0.3983 | 12.2348 | 4.8731 | 0.2945 | 140.1722 | 41.2807 | 0.3376 | 0.67093 | 0.22651 | 0.4846 | 199.6723 | 96.7612 | 0.4337 | 115.2311 | 49.9757 | 0.2719 | 173.0113 | 47.0418 | 0.3363 | 140.0475 | 47.098
| 26 | 24 | 0.5465 | 17.7412 | 9.6956 | 0.5385 | 0 | 0 | 0.4203 | 3.0077 | 1.2641 | 0.3138 | 122.2601 | 38.3652 | 0.3643 | 0 | 0 | 0.5247 | 201.018 | 105.4742 | 0.4681 | 138.0549 | 64.6235 | 0.2988 | 185.8628 | 55.5358 | 0.3626 | 174.485 | 63.2683
|  | 1 | 0.551 | 12.0614 | 6.6458 | 0.5683 | 2.1431 | 1.2179 | 0.4434 | 2.6756 | 1.1863 | 0.3309 | 136.6115 | 45.2047 | 0.3825 | 0 | 0 | 0.5395 | 194.2821 | 104.8152 | 0.5045 | 188.5437 | 95.1203 | 0.3314 | 176.1796 | 58.3859 | 0.3821 | 194.2493 | 74.2226
|  | 2 | 0.5613 | 12.6899 | 7.1228 | 0.5704 | 30.3718 | 17.3241 | 0.4805 | 0 | 0 | 0.3563 | 112.8076 | 40.1934 | 0.4012 | 0.040409 | 0.016212 | 0.5424 | 202.1373 | 109.6393 | 0.5377 | 185.098 | 99.5272 | 0.3604 | 186.742 | 67.3018 | 0.4032 | 182.6887 | 73.6601
|  | 3 | 0.5392 | 13.4891 | 7.2733 | 0.5699 | 116.4301 | 66.3535 | 0.4922 | 3.4836 | 1.7146 | 0.3797 | 105.2695 | 39.9708 | 0.4183 | 10.833 | 4.5314 | 0.5498 | 202.5365 | 111.3546 | 0.545 | 174.417 | 95.0573 | 0.3786 | 196.7186 | 74.4777 | 0.4139 | 177.3377 | 73.4001
|  | 4 | 0.5402 | 2.896 | 1.5644 | 0.5726 | 103.8187 | 59.4466 | 0.5176 | 79.7125 | 41.2592 | 0.3944 | 154.5559 | 60.9569 | 0.4265 | 10.9688 | 4.6782 | 0.5527 | 197.7118 | 109.2753 | 0.5456 | 164.9446 | 89.9938 | 0.386 | 197.002 | 76.0428 | 0.4116 | 197.0836 | 81.1196
|  | 5 | 0.5438 | 10.3792 | 5.6442 | 0.5745 | 126.1573 | 72.4774 | 0.5278 | 80.3012 | 42.383 | 0.4051 | 168.3657 | 68.2049 | 0.4329 | 1.4494 | 0.62745 | 0.5514 | 197.5797 | 108.9455 | 0.5452 | 191.7192 | 104.5253 | 0.3853 | 197.218 | 75.9881 | 0.418 | 198.8673 | 83.1265
|  | 6 | 0.5497 | 24.3844 | 13.4041 | 0.5715 | 178.2392 | 101.8637 | 0.5235 | 93.17 | 48.7745 | 0.4015 | 139.6606 | 56.0737 | 0.4275 | 5.9112 | 2.527 | 0.5471 | 195.8424 | 107.1454 | 0.5412 | 156.0294 | 84.4431 | 0.3744 | 193.8503 | 72.5776 | 0.4063 | 199.0643 | 80.8798
|  | 7 | 0.5553 | 8.8565 | 4.918 | 0.572 | 177.0486 | 101.2718 | 0.5379 | 75.7189 | 40.7292 | 0.4123 | 55.6952 | 22.9631 | 0.4247 | 15.3975 | 6.5393 | 0.5402 | 196.9908 | 106.4144 | 0.5258 | 178.8543 | 94.0416 | 0.3599 | 195.2838 | 70.2826 | 0.3861 | 200.4155 | 77.3804
|  | 8 | 0.5536 | 9.2508 | 5.1213 | 0.5709 | 140.8302 | 80.4 | 0.5157 | 110.6872 | 57.0814 | 0.4153 | 43.7638 | 18.1751 | 0.4047 | 19.8458 | 8.0316 | 0.5406 | 199.9313 | 108.0828 | 0.5285 | 193.2832 | 102.1502 | 0.3341 | 198.5777 | 66.3448 | 0.3649 | 200.5309 | 73.1737
|  | 9 | 0.5492 | 12.3769 | 6.7974 | 0.5446 | 109.6215 | 59.6999 | 0.5026 | 151.384 | 76.0856 | 0.3999 | 43.7696 | 17.5035 | 0.3763 | 15.736 | 5.9215 | 0.5154 | 195.504 | 100.7627 | 0.5263 | 193.3353 | 101.7524 | 0.3097 | 167.1942 | 51.78 | 0.3376 | 200.1365 | 67.5661
|  | 10 | 0.5429 | 15.4141 | 8.3683 | 0.5192 | 93.0351 | 48.3038 | 0.4891 | 74.6827 | 36.5273 | 0.3949 | 152.7675 | 60.3279 | 0.3687 | 5.8203 | 2.1459 | 0.4954 | 182.0932 | 90.209 | 0.5349 | 201.2326 | 107.6393 | 0.3083 | 106.4618 | 32.8222 | 0.3153 | 196.8478 | 62.0661
|  | 11 | 0.5485 | 12.0117 | 6.5884 | 0.4977 | 92.5653 | 46.0698 | 0.4773 | 47.3247 | 22.5881 | 0.3829 | 149.0928 | 57.0876 | 0.3591 | 2.7211 | 0.97715 | 0.4811 | 148.531 | 71.4583 | 0.5469 | 200.063 | 109.4145 | 0.285 | 85.7793 | 24.4471 | 0.2995 | 166.0917 | 49.7445
|  | 12 | 0.5535 | 8.2328 | 4.5569 | 0.488 | 66.7846 | 32.5909 | 0.4689 | 47.3519 | 22.2033 | 0.3668 | 82.1943 | 30.1489 | 0.361 | 1.9963 | 0.72068 | 0.478 | 131.0384 | 62.6364 | 0.5477 | 188.0245 | 102.981 | 0.2683 | 94.2968 | 25.2998 | 0.2881 | 116.7765 | 33.6433
|  | 13 | 0.5517 | 10.0285 | 5.5327 | 0.4701 | 47.082 | 22.1332 | 0.4731 | 33.687 | 15.9373 | 0.3624 | 49.7737 | 18.038 | 0.3716 | 27.7955 | 10.3288 | 0.4797 | 88.6006 | 42.5017 | 0.5449 | 179.1996 | 97.6459 | 0.2692 | 65.8507 | 17.727 | 0.2871 | 82.7731 | 23.7641
|  | 14 | 0.556 | 11.3584 | 6.3153 | 0.452 | 31.3118 | 14.1529 | 0.4584 | 9.9349 | 4.5542 | 0.3618 | 33.1745 | 12.0025 | 0.3468 | 4.0704 | 1.4116 | 0.455 | 67.4781 | 30.7025 | 0.544 | 169.997 | 92.4783 | 0.2575 | 49.5139 | 12.7498 | 0.2855 | 61.5285 | 17.5664
|  | 15 | 0.554 | 21.0482 | 11.6607 | 0.4429 | 31.4281 | 13.9195 | 0.4543 | 11.5091 | 5.2286 | 0.3551 | 19.7895 | 7.0273 | 0.3397 | 4.7759 | 1.6224 | 0.4421 | 41.9474 | 18.545 | 0.5436 | 169.8405 | 92.3253 | 0.2489 | 36.1522 | 8.9983 | 0.2825 | 48.7486 | 13.7715
|  | 16 | 0.5528 | 25.0666 | 13.8568 | 0.4424 | 22.7136 | 10.0485 | 0.4581 | 19.7475 | 9.0463 | 0.349 | 19.7832 | 6.9044 | 0.3336 | 4.7996 | 1.6012 | 0.4365 | 47.2513 | 20.6252 | 0.544 | 163.7665 | 89.089 | 0.2468 | 18.6959 | 4.6141 | 0.2827 | 51.5355 | 14.5691
|  | 17 | 0.5429 | 3.7949 | 2.0603 | 0.4428 | 19.3549 | 8.5703 | 0.459 | 38.1152 | 17.4949 | 0.3379 | 19.7861 | 6.6857 | 0.3214 | 5.1046 | 1.6406 | 0.428 | 37.8739 | 16.21 | 0.5166 | 150.238 | 77.6129 | 0.2427 | 13.6418 | 3.3109 | 0.2794 | 54.9736 | 15.3596
|  | 18 | 0.5338 | 59.352 | 31.6821 | 0.4609 | 13.7103 | 6.3191 | 0.4616 | 21.1246 | 9.7511 | 0.3089 | 62.0881 | 19.179 | 0.3066 | 5.02 | 1.5391 | 0.4076 | 29.6031 | 12.0662 | 0.4476 | 147.8334 | 66.1702 | 0.2432 | 2.0505 | 0.49869 | 0.2796 | 60.2312 | 16.8406
|  | 19 | 0.5464 | 67.3306 | 36.7894 | 0.4461 | 13.7346 | 6.127 | 0.4339 | 32.337 | 14.031 | 0.2695 | 72.0545 | 19.4187 | 0.2815 | 3.4916 | 0.98288 | 0.3898 | 62.5487 | 24.3815 | 0.3722 | 119.2036 | 44.3676 | 0.2266 | 1.1396 | 0.25824 | 0.2691 | 106.2848 | 28.6012
|  | 20 | 0.5579 | 76.9999 | 42.9583 | 0.4283 | 14.2295 | 6.0945 | 0.4151 | 38.6928 | 16.0614 | 0.2694 | 77.296 | 20.8236 | 0.2935 | 3.3535 | 0.98427 | 0.4085 | 120.8656 | 49.3736 | 0.383 | 117.7937 | 45.115 | 0.2306 | 7.9196 | 1.8263 | 0.2764 | 87.5876 | 24.2092
|  | 21 | 0.5584 | 35.8976 | 20.0452 | 0.4284 | 24.6458 | 10.5583 | 0.4316 | 45.9502 | 19.8321 | 0.2798 | 85.7214 | 23.9848 | 0.3092 | 6.2392 | 1.9292 | 0.4284 | 143.0192 | 61.2694 | 0.4003 | 106.8864 | 42.7866 | 0.2416 | 20.9533 | 5.0623 | 0.2952 | 99.5113 | 29.3757
|  | 22 | 0.5579 | 34.9058 | 19.474 | 0.4243 | 23.8226 | 10.1079 | 0.4423 | 64.001 | 28.3076 | 0.2899 | 95.3124 | 27.6311 | 0.3182 | 2.6633 | 0.84745 | 0.4377 | 172.581 | 75.5387 | 0.4152 | 161.9988 | 67.2619 | 0.2499 | 52.7705 | 13.1874 | 0.3185 | 178.8498 | 56.9637
|  | 23 | 0.5568 | 44.5053 | 24.7805 | 0.4367 | 12.9223 | 5.6432 | 0.4598 | 167.513 | 77.0225 | 0.3 | 99.7097 | 29.9129 | 0.3356 | 8.5672 | 2.8752 | 0.4571 | 173.4256 | 79.2729 | 0.4373 | 169.9381 | 74.3139 | 0.2672 | 79.513 | 21.2459 | 0.3491 | 190.9586 | 66.6636
|  | 24 | 0.5488 | 26.3061 | 14.4368 | 0.4628 | 0.90805 | 0.42025 | 0.4947 | 196.4002 | 97.1592 | 0.3206 | 99.709 | 31.9667 | 0.3621 | 0.92812 | 0.33607 | 0.4808 | 170.6578 | 82.0523 | 0.4712 | 175.4039 | 82.6503 | 0.2973 | 163.7703 | 48.6889 | 0.3731 | 197.7784 | 73.7911
| 27 | 1 | 0.5358 | 1.7492 | 0.93723 | 0.4616 | 0 | 0 | 0.5092 | 161.8194 | 82.3984 | 0.3409 | 99.7084 | 33.9906 | 0.3813 | 0.26183 | 0.099835 | 0.4819 | 188.736 | 90.9519 | 0.5056 | 195.9864 | 99.0907 | 0.3263 | 196.5547 | 64.1358 | 0.3995 | 197.9662 | 79.0875
|  | 2 | 0.5409 | 13.5009 | 7.3026 | 0.4849 | 0 | 0 | 0.5351 | 186.409 | 99.7474 | 0.3665 | 113.4304 | 41.5722 | 0.4027 | 0.6339 | 0.25527 | 0.4888 | 199.6832 | 97.6051 | 0.5342 | 194.4746 | 103.8883 | 0.3532 | 197.6919 | 69.8248 | 0.4168 | 195.8656 | 81.6368
|  | 3 | 0.5475 | 29.8149 | 16.3237 | 0.4981 | 0 | 0 | 0.5412 | 194.1986 | 105.1003 | 0.3866 | 182.8257 | 70.6804 | 0.4203 | 2.2662 | 0.9525 | 0.5131 | 201.7531 | 103.5195 | 0.5378 | 196.5332 | 105.6955 | 0.3695 | 193.868 | 71.6342 | 0.4313 | 195.5187 | 84.3272
|  | 4 | 0.5558 | 31.3791 | 17.4405 | 0.5066 | 0 | 0 | 0.5406 | 149.4534 | 80.7945 | 0.4031 | 176.1278 | 70.9971 | 0.4287 | 0.004761 | 0.002041 | 0.5205 | 199.7611 | 103.9756 | 0.5389 | 186.6708 | 100.5969 | 0.379 | 193.6801 | 73.4048 | 0.4725 | 195.408 | 92.3303
|  | 5 | 0.5523 | 61.3327 | 33.874 | 0.5098 | 19.5162 | 9.9494 | 0.5488 | 146.4192 | 80.3548 | 0.4172 | 152.7368 | 63.7218 | 0.425 | 0.79562 | 0.33814 | 0.5223 | 184.9878 | 96.6191 | 0.5389 | 188.2184 | 101.4309 | 0.3762 | 202.027 | 76.0025 | 0.4938 | 196.8966 | 97.2275
|  | 6 | 0.5531 | 121.3469 | 67.117 | 0.5012 | 33.1284 | 16.6039 | 0.5463 | 167.0729 | 91.2719 | 0.4227 | 186.8196 | 78.9686 | 0.415 | 1.2549 | 0.52079 | 0.5215 | 189.67 | 98.9129 | 0.5303 | 184.7191 | 97.9565 | 0.3646 | 202.6999 | 73.9044 | 0.5048 | 199.8746 | 100.8967
|  | 7 | 0.56 | 121.7793 | 68.1964 | 0.4963 | 3.8981 | 1.9346 | 0.5466 | 187.3461 | 102.4034 | 0.4152 | 189.1648 | 78.5412 | 0.4064 | 0 | 0 | 0.5245 | 181.1995 | 95.0391 | 0.4936 | 181.1733 | 89.4272 | 0.3552 | 202.696 | 71.9976 | 0.5048 | 199.9602 | 100.9399
|  | 8 | 0.5453 | 122.4979 | 66.7981 | 0.4912 | 0 | 0 | 0.5446 | 187.7612 | 102.2547 | 0.3783 | 196.6229 | 74.3825 | 0.3885 | 0 | 0 | 0.5149 | 172.2852 | 88.7097 | 0.4577 | 174.2544 | 79.7562 | 0.3334 | 202.4577 | 67.4994 | 0.5079 | 200.1305 | 101.6463
|  | 9 | 0.5669 | 138.6608 | 78.6068 | 0.4888 | 4.3546 | 2.1285 | 0.525 | 160.5544 | 84.291 | 0.3447 | 191.0066 | 65.84 | 0.3634 | 0 | 0 | 0.4926 | 126.5299 | 62.3286 | 0.4313 | 165.553 | 71.403 | 0.3077 | 202.2603 | 62.2355 | 0.5027 | 194.2069 | 97.6278
|  | 10 | 0.5633 | 81.8379 | 46.0993 | 0.4815 | 0.56958 | 0.27425 | 0.506 | 125.6894 | 63.5988 | 0.3339 | 179.1984 | 59.8343 | 0.356 | 0.001462 | 0.00052047 | 0.4634 | 79.5915 | 36.8827 | 0.4116 | 189.8403 | 78.1383 | 0.2899 | 200.9115 | 58.2443 | 0.4768 | 170.0315 | 81.071
|  | 11 | 0.5601 | 30.7653 | 17.2317 | 0.4848 | 0.007415 | 0.0035948 | 0.4955 | 112.2005 | 55.5953 | 0.322 | 158.5782 | 51.0622 | 0.3517 | 0.00923 | 0.0032462 | 0.4407 | 61.3661 | 27.044 | 0.3983 | 197.0299 | 78.477 | 0.2686 | 174.432 | 46.8524 | 0.4488 | 112.8132 | 50.6306
|  | 12 | 0.5609 | 17.6984 | 9.927 | 0.4996 | 0.002676 | 0.0013369 | 0.4844 | 91.5563 | 44.3499 | 0.3161 | 121.2204 | 38.3178 | 0.3526 | 0 | 0 | 0.4289 | 66.3871 | 28.4734 | 0.3967 | 185.4496 | 73.5678 | 0.2469 | 121.0435 | 29.8856 | 0.4237 | 60.4526 | 25.6137
|  | 13 | 0.563 | 5.5403 | 3.1192 | 0.5313 | 0 | 0 | 0.4821 | 94.6079 | 45.6105 | 0.3181 | 131.411 | 41.8018 | 0.3586 | 0 | 0 | 0.4226 | 55.4768 | 23.4445 | 0.4045 | 174.1184 | 70.4309 | 0.2461 | 108.6126 | 26.7296 | 0.4157 | 34.0716 | 14.1636
|  | 14 | 0.559 | 0.078217 | 0.043723 | 0.5196 | 0.007641 | 0.0039703 | 0.4621 | 76.8117 | 35.4947 | 0.3044 | 122.026 | 37.1447 | 0.3442 | 0.000899 | 0.00030944 | 0.419 | 32.9827 | 13.8198 | 0.3924 | 155.6114 | 61.0619 | 0.2372 | 75.3392 | 17.8705 | 0.4138 | 31.6561 | 13.0993
|  | 15 | 0.554 | 0 | 0 | 0.5071 | 0 | 0 | 0.4512 | 57.6589 | 26.0157 | 0.2978 | 113.367 | 33.7607 | 0.3307 | 1.134 | 0.37502 | 0.4012 | 23.6727 | 9.4975 | 0.3793 | 142.1663 | 53.9237 | 0.2255 | 50.3552 | 11.3551 | 0.4093 | 41.8542 | 17.1309
|  | 16 | 0.5533 | 0.16503 | 0.091311 | 0.5047 | 0.003931 | 0.001984 | 0.4513 | 58.7703 | 26.523 | 0.3012 | 68.6323 | 20.672 | 0.3182 | 0 | 0 | 0.3949 | 22.7007 | 8.9645 | 0.3753 | 143.9877 | 54.0386 | 0.2196 | 38.6146 | 8.4798 | 0.3981 | 40.1722 | 15.9926
|  | 17 | 0.5548 | 1.3199 | 0.73226 | 0.5054 | 1.8296 | 0.92467 | 0.4505 | 65.1349 | 29.3433 | 0.3003 | 61.052 | 18.3339 | 0.309 | 0 | 0 | 0.382 | 13.649 | 5.2139 | 0.3712 | 115.6112 | 42.9149 | 0.2171 | 37.6273 | 8.1689 | 0.3891 | 48.2594 | 18.7777
|  | 18 | 0.5629 | 5.6513 | 3.1811 | 0.5081 | 30.443 | 15.4681 | 0.4518 | 36.9252 | 16.6828 | 0.2993 | 86.6917 | 25.9468 | 0.2936 | 0 | 0 | 0.3529 | 3.2377 | 1.1426 | 0.3744 | 115.1405 | 43.1086 | 0.2214 | 38.6622 | 8.5598 | 0.3674 | 50.8009 | 18.6643
|  | 19 | 0.5675 | 0.32584 | 0.18491 | 0.5051 | 6.7234 | 3.396 | 0.428 | 65.9615 | 28.2315 | 0.276 | 138.7705 | 38.3007 | 0.2765 | 0 | 0 | 0.3232 | 26.0171 | 8.4087 | 0.3489 | 158.6098 | 55.3389 | 0.2075 | 62.3453 | 12.9366 | 0.3403 | 58.3054 | 19.8413
|  | 20 | 0.5626 | 1.4519 | 0.81686 | 0.5025 | 9.6675 | 4.8579 | 0.4228 | 91.1456 | 38.5363 | 0.2836 | 176.2954 | 49.9974 | 0.2912 | 0.23251 | 0.067708 | 0.3341 | 67.4816 | 22.5456 | 0.3623 | 185.1513 | 67.0803 | 0.2124 | 72.3818 | 15.3739 | 0.3466 | 106.4515 | 36.8961
|  | 21 | 0.5538 | 25.6426 | 14.2009 | 0.5113 | 10.8185 | 5.5315 | 0.4466 | 87.5294 | 39.0906 | 0.2939 | 159.0832 | 46.7545 | 0.3081 | 0.66853 | 0.20597 | 0.3576 | 74.9755 | 26.8112 | 0.3809 | 201.8194 | 76.873 | 0.2253 | 68.3961 | 15.4097 | 0.3372 | 147.4842 | 49.7317
|  | 22 | 0.5564 | 0.13318 | 0.074101 | 0.5251 | 7.6598 | 4.0221 | 0.4519 | 117.3054 | 53.0103 | 0.2923 | 189.2506 | 55.318 | 0.3135 | 0.0001 | 3.135e-05 | 0.381 | 131.178 | 49.9788 | 0.3892 | 202.1792 | 78.6882 | 0.2296 | 93.9084 | 21.5614 | 0.3464 | 139.3902 | 48.2848
|  | 23 | 0.5608 | 1.9964 | 1.1196 | 0.5499 | 5.3554 | 2.945 | 0.4658 | 126.6047 | 58.9725 | 0.308 | 197.1786 | 60.731 | 0.3337 | 0 | 0 | 0.4101 | 179.916 | 73.7835 | 0.4133 | 190.8153 | 78.8639 | 0.243 | 186.6873 | 45.365 | 0.3576 | 150.781 | 53.9193
|  | 24 | 0.5662 | 2.6521 | 1.5016 | 0.5774 | 0.76434 | 0.44133 | 0.471 | 95.9242 | 45.1803 | 0.3346 | 199.9508 | 66.9035 | 0.3607 | 0.010284 | 0.0037094 | 0.4426 | 201.0113 | 88.9676 | 0.4499 | 182.2862 | 82.0106 | 0.2657 | 202.502 | 53.8048 | 0.3749 | 144.7359 | 54.2615
| 28 | 1 | 0.5455 | 11.0603 | 6.0334 | 0.6174 | 5.0682 | 3.1291 | 0.4143 | 126.0388 | 52.2179 | 0.357 | 197.5573 | 70.5279 | 0.3866 | 48.9142 | 18.9102 | 0.4577 | 202.3146 | 92.5994 | 0.4956 | 190.0171 | 94.1725 | 0.2896 | 202.0327 | 58.5087 | 0.404 | 158.038 | 63.8473
|  | 2 | 0.544 | 15.5514 | 8.46 | 0.6061 | 9.5383 | 5.7812 | 0.3806 | 183.3829 | 69.7955 | 0.3874 | 192.5748 | 74.6035 | 0.4094 | 51.0738 | 20.9096 | 0.4302 | 201.8266 | 86.8258 | 0.5215 | 201.0127 | 104.8281 | 0.3146 | 201.7259 | 63.463 | 0.4353 | 180.3678 | 78.5141
|  | 3 | 0.5392 | 117.2827 | 63.2388 | 0.599 | 7.306 | 4.3763 | 0.385 | 183.9717 | 70.8291 | 0.403 | 172.1896 | 69.3924 | 0.4274 | 1.0902 | 0.46596 | 0.451 | 201.8121 | 91.0173 | 0.5202 | 201.3689 | 104.7521 | 0.3302 | 197.9696 | 65.3696 | 0.4398 | 193.9182 | 85.2852
|  | 4 | 0.5418 | 17.9052 | 9.701 | 0.5973 | 7.4447 | 4.4467 | 0.3945 | 187.182 | 73.8433 | 0.4078 | 159.545 | 65.0624 | 0.4374 | 0 | 0 | 0.4672 | 202.447 | 94.5832 | 0.5279 | 186.3152 | 98.3558 | 0.3375 | 197.0509 | 66.5047 | 0.4468 | 196.5104 | 87.8008
|  | 5 | 0.542 | 4.2623 | 2.3102 | 0.5911 | 10.6169 | 6.2756 | 0.4042 | 189.9487 | 76.7773 | 0.4126 | 159.5631 | 65.8357 | 0.4415 | 0.090263 | 0.039851 | 0.4747 | 202.4744 | 96.1146 | 0.5287 | 175.8047 | 92.9479 | 0.3378 | 201.4936 | 68.0646 | 0.4484 | 196.1261 | 87.943
|  | 6 | 0.543 | 0.026975 | 0.014647 | 0.5849 | 4.2023 | 2.4579 | 0.411 | 191.4799 | 78.6982 | 0.4067 | 159.5681 | 64.8963 | 0.4372 | 0 | 0 | 0.4723 | 202.3958 | 95.5916 | 0.5273 | 170.0079 | 89.6452 | 0.3258 | 202.5514 | 65.9913 | 0.4428 | 198.3788 | 87.8421
|  | 7 | 0.544 | 0.11829 | 0.064351 | 0.5825 | 0.11306 | 0.065859 | 0.4296 | 196.9182 | 84.596 | 0.3988 | 179.6564 | 71.647 | 0.4355 | 14.0684 | 6.1268 | 0.4977 | 201.347 | 100.2104 | 0.5015 | 155.3341 | 77.9001 | 0.3155 | 202.5975 | 63.9195 | 0.4464 | 191.1595 | 85.3336
|  | 8 | 0.558 | 1.6227 | 0.90545 | 0.5553 | 0 | 0 | 0.4299 | 189.7133 | 81.5577 | 0.378 | 198.3474 | 74.9753 | 0.4177 | 46.2226 | 19.3072 | 0.5022 | 197.289 | 99.0785 | 0.4718 | 158.8612 | 74.9507 | 0.2946 | 202.0784 | 59.5323 | 0.4309 | 182.4637 | 78.6236
|  | 9 | 0.5496 | 0.29696 | 0.16321 | 0.529 | 0 | 0 | 0.4145 | 195.9768 | 81.2324 | 0.352 | 194.2864 | 68.3888 | 0.3915 | 42.2533 | 16.5422 | 0.5026 | 194.8182 | 97.9156 | 0.4451 | 169.8251 | 75.5892 | 0.2711 | 198.8694 | 53.9135 | 0.4082 | 181.2812 | 73.999
|  | 10 | 0.5634 | 0.031997 | 0.018027 | 0.5359 | 0.36858 | 0.19752 | 0.41 | 189.8771 | 77.8496 | 0.3404 | 192.1447 | 65.4061 | 0.3846 | 39.2826 | 15.1081 | 0.4792 | 191.2688 | 91.656 | 0.4347 | 165.9591 | 72.1424 | 0.2579 | 195.9385 | 50.5325 | 0.3954 | 165.533 | 65.4517
|  | 11 | 0.5621 | 0 | 0 | 0.531 | 0.29201 | 0.15506 | 0.4046 | 189.4288 | 76.6429 | 0.3287 | 176.7951 | 58.1126 | 0.3741 | 62.6614 | 23.4416 | 0.4457 | 165.816 | 73.9042 | 0.4337 | 169.6028 | 73.5567 | 0.2487 | 178.5713 | 44.4107 | 0.3744 | 139.2082 | 52.1195
|  | 12 | 0.5623 | 0 | 0 | 0.5355 | 1.6396 | 0.87798 | 0.3917 | 177.8239 | 69.6536 | 0.3218 | 163.9622 | 52.763 | 0.373 | 39.8602 | 14.8679 | 0.4096 | 117.8114 | 48.2556 | 0.4327 | 150.7899 | 65.2468 | 0.239 | 147.8318 | 35.3318 | 0.3667 | 83.5674 | 30.6442
|  | 13 | 0.561 | 0.22981 | 0.12892 | 0.5585 | 0.15373 | 0.08586 | 0.3884 | 173.6901 | 67.4612 | 0.3274 | 154.8117 | 50.6853 | 0.3813 | 29.5247 | 11.2578 | 0.4022 | 106.4759 | 42.8246 | 0.443 | 127.3698 | 56.4248 | 0.2349 | 119.1888 | 27.9975 | 0.3675 | 38.0568 | 13.9859
|  | 14 | 0.5619 | 11.6345 | 6.5374 | 0.5409 | 5.5657 | 3.0105 | 0.3875 | 158.013 | 61.23 | 0.3117 | 122.0199 | 38.0336 | 0.3694 | 15.855 | 5.8568 | 0.4041 | 81.9898 | 33.1321 | 0.4255 | 140.1024 | 59.6136 | 0.2248 | 75.8312 | 17.0468 | 0.3518 | 48.1925 | 16.9541
|  | 15 | 0.5592 | 0.40073 | 0.22409 | 0.5089 | 2.714 | 1.3811 | 0.3848 | 139.9571 | 53.8555 | 0.3003 | 94.4098 | 28.3513 | 0.3588 | 10.8102 | 3.8787 | 0.4037 | 61.3986 | 24.7866 | 0.4113 | 129.6743 | 53.335 | 0.2196 | 38.8072 | 8.5221 | 0.344 | 56.3315 | 19.3781
|  | 16 | 0.5559 | 4e-06 | 2.2236e-06 | 0.4929 | 2.9747 | 1.4662 | 0.3785 | 106.3937 | 40.27 | 0.2963 | 129.4045 | 38.3426 | 0.3593 | 61.3166 | 22.0311 | 0.4145 | 53.0515 | 21.9899 | 0.3971 | 125.1922 | 49.7138 | 0.217 | 23.9037 | 5.1871 | 0.3413 | 40.3977 | 13.7877
|  | 17 | 0.5554 | 0 | 0 | 0.4992 | 0.000212 | 0.00010583 | 0.3662 | 78.5316 | 28.7583 | 0.286 | 133.5595 | 38.198 | 0.3512 | 100.3908 | 35.2572 | 0.4084 | 45.9637 | 18.7716 | 0.3894 | 135.7618 | 52.8657 | 0.2176 | 16.9453 | 3.6873 | 0.3466 | 42.1011 | 14.5922
|  | 18 | 0.5571 | 0 | 0 | 0.5319 | 0 | 0 | 0.3352 | 47.0161 | 15.7598 | 0.2842 | 131.419 | 37.3493 | 0.3328 | 122.9927 | 40.932 | 0.356 | 38.0043 | 13.5295 | 0.3863 | 115.2622 | 44.5258 | 0.2203 | 25.6456 | 5.6497 | 0.3725 | 38.8426 | 14.4689
|  | 19 | 0.5487 | 0 | 0 | 0.5204 | 0 | 0 | 0.2962 | 50.7759 | 15.0398 | 0.2598 | 108.7431 | 28.2515 | 0.3103 | 141.8858 | 44.0272 | 0.3124 | 58.941 | 18.4132 | 0.36 | 167.2756 | 60.2192 | 0.2067 | 52.0997 | 10.769 | 0.3644 | 40.5381 | 14.7721
|  | 20 | 0.5566 | 0 | 0 | 0.5065 | 0.7482 | 0.37896 | 0.2901 | 60.7192 | 17.6146 | 0.2712 | 115.1881 | 31.239 | 0.3292 | 169.6105 | 55.8358 | 0.3279 | 107.9375 | 35.3927 | 0.3747 | 174.1687 | 65.261 | 0.2133 | 120.3798 | 25.677 | 0.3642 | 52.4665 | 19.1083
|  | 21 | 0.5568 | 0 | 0 | 0.5169 | 0.25103 | 0.12976 | 0.3034 | 130.4169 | 39.5685 | 0.2878 | 160.4995 | 46.1917 | 0.3502 | 171.3655 | 60.0122 | 0.343 | 150.4972 | 51.6205 | 0.3984 | 196.7977 | 78.4042 | 0.2267 | 162.7626 | 36.8983 | 0.3718 | 91.2242 | 33.9172
|  | 22 | 0.5572 | 0 | 0 | 0.518 | 0.20991 | 0.10873 | 0.3147 | 158.5817 | 49.9057 | 0.2936 | 175.9613 | 51.6622 | 0.3613 | 170.504 | 61.6031 | 0.3473 | 171.0545 | 59.4072 | 0.406 | 200.7231 | 81.4936 | 0.2341 | 177.9844 | 41.6661 | 0.369 | 143.997 | 53.1349
|  | 23 | 0.5554 | 3.4761 | 1.9306 | 0.5375 | 1.2528 | 0.67336 | 0.3318 | 171.0872 | 56.7667 | 0.308 | 190.2528 | 58.5979 | 0.3864 | 171.5179 | 66.2745 | 0.3702 | 155.3458 | 57.509 | 0.435 | 198.5537 | 86.3708 | 0.2485 | 194.8618 | 48.4232 | 0.3729 | 174.0794 | 64.9142
|  | 24 | 0.538 | 7.9646 | 4.2849 | 0.5588 | 0 | 0 | 0.3474 | 153.7735 | 53.4209 | 0.3305 | 197.195 | 65.1729 | 0.4234 | 171.4965 | 72.6116 | 0.4018 | 193.0459 | 77.5658 | 0.4686 | 200.7574 | 94.0749 | 0.2643 | 202.2583 | 53.4569 | 0.3964 | 163.1376 | 64.6677
| 29 | 1 | 0.5429 | 8.0055 | 4.3462 | 0.5402 | 3.5337 | 1.9089 | 0.3645 | 156.6201 | 57.088 | 0.3567 | 189.0891 | 67.4481 | 0.4517 | 171.4446 | 77.4415 | 0.432 | 185.1615 | 79.9898 | 0.5226 | 198.5401 | 103.7571 | 0.2876 | 202.0556 | 58.1112 | 0.4331 | 177.2155 | 76.752
|  | 2 | 0.5269 | 6.1666 | 3.2492 | 0.5091 | 9.1424 | 4.6544 | 0.3694 | 118.4495 | 43.7552 | 0.3819 | 197.9356 | 75.5916 | 0.4826 | 171.4321 | 82.7331 | 0.4609 | 163.106 | 75.1756 | 0.5173 | 169.9619 | 87.9213 | 0.3096 | 201.3189 | 62.3283 | 0.4712 | 144.3029 | 67.9955
|  | 3 | 0.5328 | 10.5214 | 5.6058 | 0.5005 | 12.3631 | 6.1877 | 0.3772 | 96.6212 | 36.4455 | 0.3936 | 174.7523 | 68.7825 | 0.4981 | 170.5496 | 84.9508 | 0.4741 | 196.1588 | 92.9989 | 0.4997 | 152.5965 | 76.2525 | 0.3299 | 201.5353 | 66.4865 | 0.4745 | 150.511 | 71.4175
|  | 4 | 0.5359 | 42.923 | 23.0024 | 0.5101 | 65.8918 | 33.6114 | 0.3864 | 107.6531 | 41.5972 | 0.4002 | 140.6157 | 56.2744 | 0.5068 | 171.4429 | 86.8873 | 0.4853 | 186.2115 | 90.3685 | 0.4998 | 150.3315 | 75.1357 | 0.341 | 201.9773 | 68.8742 | 0.4673 | 138.925 | 64.9197
|  | 5 | 0.5358 | 54.8145 | 29.3696 | 0.517 | 26.0883 | 13.4876 | 0.3939 | 76.8908 | 30.2873 | 0.4016 | 140.6151 | 56.471 | 0.5061 | 171.3437 | 86.7171 | 0.4919 | 171.4522 | 84.3373 | 0.4982 | 171.8216 | 85.6015 | 0.3421 | 201.8333 | 69.0472 | 0.467 | 132.2251 | 61.7491
|  | 6 | 0.5394 | 127.6579 | 68.8587 | 0.5114 | 9.5956 | 4.9072 | 0.4065 | 83.6396 | 33.9995 | 0.3992 | 172.1988 | 68.7418 | 0.4891 | 171.3369 | 83.8009 | 0.4728 | 175.1188 | 82.7962 | 0.4993 | 171.1067 | 85.4336 | 0.3405 | 200.7242 | 68.3466 | 0.4612 | 133.8937 | 61.7518
|  | 7 | 0.5376 | 171.367 | 92.1269 | 0.5259 | 66.4182 | 34.9293 | 0.4291 | 58.6192 | 25.1535 | 0.3975 | 191.6644 | 76.1866 | 0.4605 | 170.1232 | 78.3417 | 0.4463 | 179.0452 | 79.9079 | 0.5168 | 190.2106 | 98.3008 | 0.3468 | 193.8062 | 67.212 | 0.4646 | 151.5126 | 70.3928
|  | 8 | 0.5476 | 118.949 | 65.1365 | 0.5092 | 4.4159 | 2.2486 | 0.4234 | 36.9577 | 15.6479 | 0.3815 | 183.2892 | 69.9248 | 0.4384 | 138.6134 | 60.7681 | 0.4211 | 201.7042 | 84.9376 | 0.5165 | 196.0364 | 101.2528 | 0.3428 | 186.0146 | 63.7658 | 0.4366 | 176.9301 | 77.2477
|  | 9 | 0.5398 | 153.7583 | 82.9987 | 0.478 | 24.0803 | 11.5104 | 0.4165 | 43.2604 | 18.0179 | 0.3458 | 175.0831 | 60.5437 | 0.4107 | 113.1045 | 46.452 | 0.3957 | 196.2184 | 77.6436 | 0.489 | 192.3492 | 94.0588 | 0.3269 | 168.0055 | 54.921 | 0.3989 | 182.7005 | 72.8792
|  | 10 | 0.5505 | 155.2849 | 85.4843 | 0.4545 | 25.0458 | 11.3833 | 0.4011 | 43.576 | 17.4783 | 0.3337 | 154.6494 | 51.6065 | 0.392 | 112.2257 | 43.9925 | 0.3724 | 178.7968 | 66.5839 | 0.4756 | 184.8675 | 87.923 | 0.3127 | 152.2751 | 47.6164 | 0.3798 | 146.0862 | 55.4835
|  | 11 | 0.5574 | 136.5002 | 76.0852 | 0.4463 | 31.0547 | 13.8597 | 0.3792 | 59.6586 | 22.6225 | 0.3309 | 158.3129 | 52.3858 | 0.3612 | 108.398 | 39.1534 | 0.3548 | 179.0412 | 63.5238 | 0.467 | 180.1287 | 84.1201 | 0.3009 | 156.2046 | 47.002 | 0.3759 | 94.6343 | 35.573
|  | 12 | 0.5554 | 103.1219 | 57.2739 | 0.4462 | 24.5418 | 10.9505 | 0.362 | 75.9276 | 27.4858 | 0.3258 | 161.0148 | 52.4586 | 0.3578 | 109.8005 | 39.2866 | 0.3513 | 164.403 | 57.7548 | 0.4704 | 160.9584 | 75.7148 | 0.2944 | 129.8753 | 38.2353 | 0.374 | 101.5499 | 37.9797
|  | 13 | 0.5452 | 75.1436 | 40.9683 | 0.4334 | 13.7995 | 5.9807 | 0.3627 | 68.5068 | 24.8474 | 0.3252 | 163.5043 | 53.1716 | 0.3642 | 123.6687 | 45.0401 | 0.3529 | 101.7559 | 35.9097 | 0.4922 | 152.2222 | 74.9238 | 0.294 | 124.1627 | 36.5038 | 0.3793 | 105.1559 | 39.8856
|  | 14 | 0.5574 | 63.338 | 35.3046 | 0.4357 | 9.3347 | 4.0671 | 0.3598 | 72.8803 | 26.2223 | 0.3096 | 139.5841 | 43.2152 | 0.3551 | 128.4777 | 45.6224 | 0.3379 | 79.503 | 26.8641 | 0.4695 | 149.7418 | 70.3038 | 0.2893 | 113.9606 | 32.9688 | 0.3604 | 88.5004 | 31.8955
|  | 15 | 0.5585 | 66.7988 | 37.3071 | 0.4353 | 9.9662 | 4.3383 | 0.3625 | 62.9737 | 22.828 | 0.3004 | 112.4036 | 33.766 | 0.3332 | 102.4907 | 34.1499 | 0.3266 | 69.2779 | 22.6262 | 0.4509 | 133.262 | 60.0878 | 0.2865 | 135.2883 | 38.7601 | 0.3502 | 101.672 | 35.6055
|  | 16 | 0.5603 | 47.7658 | 26.7632 | 0.4311 | 16.5466 | 7.1332 | 0.3572 | 48.7049 | 17.3974 | 0.2912 | 85.703 | 24.9567 | 0.3244 | 106.0345 | 34.3976 | 0.3201 | 70.8249 | 22.671 | 0.4435 | 130.3605 | 57.8149 | 0.2831 | 133.2774 | 37.7308 | 0.3494 | 122.7269 | 42.8808
|  | 17 | 0.5597 | 57.3402 | 32.0933 | 0.4267 | 6.0463 | 2.58 | 0.3481 | 43.4202 | 15.1146 | 0.2857 | 60.9897 | 17.4248 | 0.3219 | 91.3562 | 29.4076 | 0.3126 | 37.6438 | 11.7675 | 0.4371 | 134.6922 | 58.874 | 0.2832 | 127.0562 | 35.9823 | 0.3506 | 118.033 | 41.3824
|  | 18 | 0.5468 | 98.9209 | 54.0899 | 0.4203 | 1.336 | 0.56154 | 0.3376 | 96.9138 | 32.7181 | 0.2881 | 51.4626 | 14.8264 | 0.2995 | 87.3738 | 26.1685 | 0.3022 | 21.7161 | 6.5626 | 0.4329 | 147.4605 | 63.8356 | 0.27 | 91.8722 | 24.8055 | 0.3632 | 96.6305 | 35.0962
|  | 19 | 0.5479 | 94.4867 | 51.7692 | 0.4133 | 0.11623 | 0.048037 | 0.3039 | 181.4249 | 55.135 | 0.268 | 67.3859 | 18.0594 | 0.2926 | 128.5898 | 37.6254 | 0.2885 | 44.4292 | 12.8178 | 0.4113 | 178.7736 | 73.5296 | 0.2357 | 114.1057 | 26.8947 | 0.359 | 142.1452 | 51.0301
|  | 20 | 0.5454 | 99.6273 | 54.3367 | 0.4098 | 0.069279 | 0.028391 | 0.2914 | 177.8309 | 51.8199 | 0.28 | 74.4112 | 20.8351 | 0.3181 | 182.784 | 58.1436 | 0.2964 | 72.338 | 21.441 | 0.4296 | 194.194 | 83.4257 | 0.238 | 152.2 | 36.2236 | 0.3609 | 160.8548 | 58.0525
|  | 21 | 0.5463 | 126.1384 | 68.9094 | 0.4232 | 3.3396 | 1.4133 | 0.3024 | 180.4103 | 54.5561 | 0.2938 | 86.1165 | 25.301 | 0.3408 | 151.1248 | 51.5033 | 0.3106 | 81.9919 | 25.4667 | 0.4478 | 196.9833 | 88.2091 | 0.2552 | 171.6134 | 43.7957 | 0.371 | 185.468 | 68.8086
|  | 22 | 0.5503 | 117.9999 | 64.9354 | 0.4411 | 8.9536 | 3.9495 | 0.3125 | 179.7637 | 56.1762 | 0.2956 | 135.6211 | 40.0896 | 0.3494 | 122.9296 | 42.9516 | 0.3208 | 151.2551 | 48.5226 | 0.4588 | 183.4445 | 84.1643 | 0.2706 | 188.1532 | 50.9143 | 0.3675 | 198.0611 | 72.7874
|  | 23 | 0.5435 | 178.8285 | 97.1933 | 0.4648 | 10.5829 | 4.9189 | 0.3242 | 199.8058 | 64.777 | 0.2941 | 125.1178 | 36.7971 | 0.3724 | 144.541 | 53.8271 | 0.347 | 138.1961 | 47.9541 | 0.4887 | 191.343 | 93.5093 | 0.2886 | 200.4072 | 57.8375 | 0.3814 | 196.6125 | 74.988
|  | 24 | 0.5515 | 197.6245 | 108.9899 | 0.4856 | 18.1163 | 8.7973 | 0.3377 | 201.7118 | 68.1181 | 0.3106 | 103.5477 | 32.1619 | 0.4015 | 158.988 | 63.8337 | 0.3794 | 143.8898 | 54.5918 | 0.5067 | 194.6659 | 98.6372 | 0.3078 | 200.2878 | 61.6486 | 0.4019 | 200.7658 | 80.6878
| 30 | 1 | 0.5429 | 200.5809 | 108.8954 |  | 0 | 0 | 0.3584 | 200.1921 | 71.7489 | 0.3358 | 142.5957 | 47.8836 | 0.4314 | 198.8045 | 85.7642 | 0.4185 | 137.4907 | 57.5398 | 0.489 | 200.4418 | 98.016 | 0.3319 | 197.2935 | 65.4817 | 0.4394 | 202.2802 | 88.8819
|  | 2 | 0.5402 | 202.1267 | 109.1888 |  | 0 | 0 | 0.3832 | 192.6593 | 73.827 | 0.3611 | 142.511 | 51.4607 | 0.4663 | 201.1772 | 93.8089 | 0.4469 | 104.9266 | 46.8917 | 0.4911 | 200.4637 | 98.4477 | 0.355 | 199.933 | 70.9762 | 0.4722 | 202.4953 | 95.6183
|  | 3 | 0.5478 | 202.4846 | 110.921 |  | 0 | 0 | 0.3984 | 187.1282 | 74.5519 | 0.3715 | 158.0449 | 58.7137 | 0.4779 | 171.5229 | 81.9708 | 0.4654 | 120.1438 | 55.9149 | 0.4948 | 200.0008 | 98.9604 | 0.3704 | 199.7256 | 73.9783 | 0.4793 | 198.0128 | 94.9075
|  | 4 | 0.5513 | 202.57 | 111.6768 |  | 0 | 0 | 0.409 | 172.9589 | 70.7402 | 0.3703 | 189.762 | 70.2689 | 0.4863 | 169.5426 | 82.4486 | 0.4741 | 111.8431 | 53.0248 | 0.4959 | 200.4356 | 99.396 | 0.3813 | 200.4818 | 76.4437 | 0.4905 | 202.4011 | 99.2777
|  | 5 | 0.5515 | 195.7128 | 107.9356 |  | 0 | 0 | 0.4123 | 170.7383 | 70.3954 | 0.3705 | 165.3807 | 61.2735 | 0.4927 | 169.5393 | 83.532 | 0.4738 | 110.4333 | 52.3233 | 0.496 | 200.5359 | 99.4658 | 0.3868 | 200.5072 | 77.5562 | 0.4909 | 201.7624 | 99.0452
|  | 6 | 0.5503 | 194.6502 | 107.116 |  | 0 | 0 | 0.4107 | 197.2882 | 81.0263 | 0.3656 | 170.5165 | 62.3408 | 0.5039 | 169.5392 | 85.4308 | 0.4615 | 135.1025 | 62.3498 | 0.4928 | 200.5047 | 98.8087 | 0.3911 | 200.4985 | 78.415 | 0.4881 | 202.3202 | 98.7525
|  | 7 | 0.5489 | 189.6068 | 104.0752 |  | 0 | 0 | 0.4172 | 193.8489 | 80.8737 | 0.3652 | 184.9708 | 67.5513 | 0.5188 | 169.5434 | 87.9591 | 0.4338 | 121.1811 | 52.5683 | 0.4921 | 200.4929 | 98.6626 | 0.4148 | 200.4665 | 83.1535 | 0.4673 | 202.3122 | 94.5405
|  | 8 | 0.5371 | 186.7768 | 100.3178 |  | 0 | 0 | 0.4011 | 185.4186 | 74.3714 | 0.3331 | 191.6817 | 63.8492 | 0.5294 | 169.5448 | 89.757 | 0.3993 | 109.618 | 43.7705 | 0.4891 | 200.1511 | 97.8939 | 0.4312 | 199.9167 | 86.2041 | 0.4085 | 200.4132 | 81.8688
|  | 9 | 0.552 | 184.5006 | 101.8443 |  | 0 | 0 | 0.373 | 179.9561 | 67.1236 | 0.3074 | 158.858 | 48.8329 | 0.5057 | 176.6899 | 89.3521 | 0.3798 | 89.3374 | 33.9303 | 0.4843 | 200.3441 | 97.0266 | 0.4252 | 199.2565 | 84.7239 | 0.3755 | 200.0626 | 75.1235
|  | 10 | 0.5478 | 167.4472 | 91.7276 |  | 0 | 0 | 0.3608 | 184.7457 | 66.6562 | 0.2993 | 115.2462 | 34.4932 | 0.4945 | 172.6338 | 85.3674 | 0.369 | 83.2804 | 30.7305 | 0.4921 | 199.9123 | 98.3768 | 0.4101 | 199.1627 | 81.6766 | 0.3599 | 195.9461 | 70.521
|  | 11 | 0.566 | 130.9978 | 74.1447 |  | 0 | 0 | 0.3487 | 177.3959 | 61.8579 | 0.2862 | 99.9399 | 28.6028 | 0.4825 | 159.5432 | 76.9796 | 0.3586 | 63.0313 | 22.603 | 0.5017 | 198.94 | 99.8082 | 0.3888 | 191.075 | 74.29 | 0.3446 | 186.6393 | 64.3159
|  | 12 | 0.5651 | 96.1603 | 54.3402 |  | 0 | 0 | 0.3368 | 150.3797 | 50.6479 | 0.2778 | 69.2879 | 19.2482 | 0.4648 | 123.9598 | 57.6165 | 0.3564 | 59.394 | 21.168 | 0.503 | 192.3663 | 96.7603 | 0.3694 | 164.4348 | 60.7422 | 0.3382 | 176.4738 | 59.6834
|  | 13 | 0.5634 | 54.2444 | 30.5613 |  | 0 | 0 | 0.3283 | 101.3557 | 33.2751 | 0.278 | 43.3382 | 12.048 | 0.4725 | 99.9904 | 47.2455 | 0.3675 | 56.3957 | 20.7254 | 0.5026 | 177.6136 | 89.2686 | 0.3591 | 132.4626 | 47.5673 | 0.3404 | 160.1406 | 54.5118
|  | 14 | 0.5649 | 26.6496 | 15.0544 |  | 0 | 0 | 0.3088 | 58.806 | 18.1593 | 0.265 | 15.1184 | 4.0064 | 0.4543 | 71.5446 | 32.5027 | 0.3553 | 44.1504 | 15.6866 | 0.4987 | 154.7219 | 77.1598 | 0.3581 | 126.5466 | 45.3163 | 0.3207 | 153.6292 | 49.2689
|  | 15 | 0.5624 | 17.8901 | 10.0614 |  | 0 | 0 | 0.2963 | 87.3861 | 25.8925 | 0.2565 | 10.3049 | 2.6432 | 0.4303 | 52.9524 | 22.7854 | 0.3484 | 35.2872 | 12.2941 | 0.4797 | 125.5664 | 60.2342 | 0.3577 | 155.709 | 55.6971 | 0.3051 | 137.2438 | 41.8731
|  | 16 | 0.563 | 17.6502 | 9.9371 |  | 0 | 0 | 0.2898 | 61.7305 | 17.8895 | 0.2549 | 7.4707 | 1.9043 | 0.4186 | 60.4696 | 25.3126 | 0.3478 | 41.2473 | 14.3458 | 0.4735 | 115.2682 | 54.5795 | 0.3528 | 157.4424 | 55.5457 | 0.3409 | 140.9418 | 48.0471
|  | 17 | 0.5653 | 23.5435 | 13.3091 |  | 0 | 0 | 0.2887 | 29.6297 | 8.5541 | 0.2526 | 7.2392 | 1.8286 | 0.403 | 54.7034 | 22.0455 | 0.3495 | 44.5454 | 15.5686 | 0.4647 | 55.9999 | 26.0231 | 0.3253 | 173.479 | 56.4327 | 0.3761 | 146.6545 | 55.1568
|  | 18 | 0.5653 | 27.678 | 15.6464 |  | 0 | 0 | 0.293 | 44.3803 | 13.0034 | 0.2535 | 47.3101 | 11.9931 | 0.3592 | 77.4613 | 27.8241 | 0.3473 | 46.9224 | 16.2961 | 0.4676 | 76.1462 | 35.606 | 0.2667 | 173.1454 | 46.1779 | 0.4007 | 112.3001 | 44.9986
|  | 19 | 0.5563 | 47.5445 | 26.449 |  | 0 | 0 | 0.2756 | 60.1003 | 16.5636 | 0.2353 | 74.3148 | 17.4863 | 0.3188 | 79.4379 | 25.3248 | 0.3284 | 43.6921 | 14.3485 | 0.4393 | 143.8844 | 63.2084 | 0.2286 | 173.346 | 39.6269 | 0.3996 | 120.7368 | 48.2464
|  | 20 | 0.5655 | 46.6707 | 26.3923 |  | 0 | 0 | 0.268 | 62.1453 | 16.6549 | 0.249 | 87.5875 | 21.8093 | 0.3344 | 132.2118 | 44.2116 | 0.3401 | 45.1491 | 15.3552 | 0.4608 | 159.7785 | 73.6259 | 0.2309 | 166.6537 | 38.4803 | 0.3861 | 138.112 | 53.325
|  | 21 | 0.5651 | 48.449 | 27.3785 |  | 0 | 0 | 0.2727 | 99.5064 | 27.1354 | 0.2686 | 84.366 | 22.6607 | 0.3585 | 178.1423 | 63.864 | 0.353 | 76.2215 | 26.9062 | 0.4929 | 192.0199 | 94.6466 | 0.2406 | 178.6265 | 42.9775 | 0.3216 | 171.1048 | 55.0273
|  | 22 | 0.5642 | 41.2621 | 23.28 |  | 0 | 0 | 0.2786 | 83.2348 | 23.1892 | 0.2748 | 125.4296 | 34.4681 | 0.3834 | 187.6565 | 71.9475 | 0.3607 | 97.5709 | 35.1938 | 0.5064 | 200.1756 | 101.3689 | 0.2481 | 190.9974 | 47.3865 | 0.3141 | 193.2321 | 60.6942
|  | 23 | 0.5584 | 66.4369 | 37.0984 |  | 0 | 0 | 0.2919 | 127.1982 | 37.1292 | 0.2872 | 100.1613 | 28.7663 | 0.4091 | 138.597 | 56.7 | 0.3829 | 119.656 | 45.8163 | 0.5012 | 199.9058 | 100.1928 | 0.2584 | 198.5164 | 51.2966 | 0.3242 | 178.2173 | 57.778
|  | 24 | 0.5454 | 119.4543 | 65.1504 |  | 0 | 0 | 0.3076 | 159.6668 | 49.1135 | 0.2973 | 113.6532 | 33.7891 | 0.4355 | 120.2741 | 52.3794 | 0.4123 | 131.2645 | 54.1204 | 0.4871 | 197.0742 | 95.9948 | 0.2777 | 199.4276 | 55.381 | 0.3592 | 187.5726 | 67.3761
| 31 | 1 | 0.5565 | 160.7323 | 89.4475 |  | 0 |  | 0.3269 | 185.1298 | 60.5189 |  | 0 |  | 0.4652 | 153.7246 | 71.5127 |  | 0 |  | 0.4923 | 198.6497 |  | 0.2976 | 200.1274 |  | 0 | 0
|  | 2 | 0.5481 | 148.6411 | 81.4702 |  | 0 |  | 0.3573 | 202.2768 | 72.2735 |  | 0 |  | 0.5031 | 168.8351 | 84.9409 |  | 0 |  | 0.5005 | 197.8655 |  | 0.3126 | 200.103 |  | 0.5606 | 0
|  | 3 | 0.5411 | 140.6145 | 76.0865 |  | 0 |  | 0.3798 | 198.7191 | 75.4735 |  | 0 |  | 0.5335 | 162.5371 | 86.7135 |  | 0 |  | 0.5061 | 196.5049 |  | 0.322 | 199.9185 |  | 0 | 0
|  | 4 | 0.555 | 146.6966 | 81.4166 |  | 0 |  | 0.3884 | 173.3155 | 67.3157 |  | 0 |  | 0.5491 | 170.9212 | 93.8528 |  | 0 |  | 0.5078 | 194.8587 |  | 0.3306 | 189.2559 |  | 0 | 0
|  | 5 | 0.5417 | 152.9676 | 82.8626 |  | 0 |  | 0.3946 | 182.7895 | 72.1287 |  | 0 |  | 0.5469 | 142.2859 | 77.8161 |  | 0 |  | 0.5069 | 196.6289 |  | 0.33 | 170.4769 |  | 0 | 0
|  | 6 | 0.5429 | 141.3265 | 76.7261 |  | 0 |  | 0.3979 | 179.2699 | 71.3315 |  | 0 |  | 0.5407 | 64.647 | 34.9547 |  | 0 |  | 0.5011 | 191.7347 |  | 0.2907 | 160.2022 |  | 0 | 0
|  | 7 | 0.5399 | 135.8233 | 73.331 |  | 0 |  | 0.4073 | 130.9434 | 53.3333 |  | 0 |  | 0.543 | 12.2045 | 6.6271 |  | 0 |  | 0.4945 | 190.0554 |  | 0.2775 | 198.9151 |  | 0 | 0
|  | 8 | 0.5608 | 117.6196 | 65.9611 |  | 0 |  | 0.3927 | 156.9062 | 61.6171 |  | 0 |  | 0.5445 | 10.6546 | 5.8015 |  | 0 |  | 0.4922 | 165.3999 |  | 0.2595 | 200.194 |  | 0 | 0
|  | 9 | 0.547 | 110.105 | 60.2274 |  | 0 |  | 0.364 | 195.7352 | 71.2476 |  | 0 |  | 0.5411 | 29.7709 | 16.1091 |  | 0 |  | 0.4886 | 189.8715 |  | 0.2406 | 200.1732 |  | 0 | 0
|  | 10 | 0.5635 | 65.5207 | 36.9209 |  | 0 |  | 0.3515 | 194.926 | 68.5165 |  | 0 |  | 0.542 | 176.1084 | 95.4508 |  | 0 |  | 0.4866 | 172.1272 |  | 0.2302 | 197.1358 |  | 0 | 0
|  | 11 | 0.5654 | 61.2046 | 34.6051 |  | 0 |  | 0.3544 | 190.8239 | 67.628 |  | 0 |  | 0.5273 | 169.1529 | 89.1943 |  | 0 |  | 0.4854 | 171.8904 |  | 0.2295 | 199.1962 |  | 0 | 0
|  | 12 | 0.5647 | 44.1598 | 24.937 |  | 0 |  | 0.365 | 182.9276 | 66.7686 |  | 0 |  | 0.4962 | 124.9505 | 62.0004 |  | 0 |  | 0.4864 | 182.7442 |  | 0.2288 | 196.5491 |  | 0 | 0
|  | 13 | 0.5656 | 20.4226 | 11.551 |  | 0 |  | 0.3698 | 136.9259 | 50.6352 |  | 0 |  | 0.4693 | 85.6119 | 40.1777 |  | 0 |  | 0.4861 | 165.9088 |  | 0.235 | 189.4776 |  | 0 | 0
|  | 14 | 0.5626 | 9.6225 | 5.4136 |  | 0 |  | 0.354 | 132.0921 | 46.7606 |  | 0 |  | 0.4861 | 52.5976 | 25.5677 |  | 0 |  | 0.4992 | 158.0358 |  | 0.2298 | 192.1618 |  | 0 | 0
|  | 15 | 0.5606 | 1.0507 | 0.58902 |  | 0 |  | 0.3474 | 128.6694 | 44.6998 |  | 0 |  | 0.485 | 36.4894 | 17.6973 |  | 0 |  | 0.5071 | 158.1607 |  | 0.222 | 190.8358 |  | 0 | 0
|  | 16 | 0.5614 | 5.5938 | 3.1403 |  | 0 |  | 0.3405 | 94.0588 | 32.027 |  | 0 |  | 0.4722 | 31.8839 | 15.0556 |  | 0 |  | 0.5074 | 165.8459 |  | 0.2157 | 196.0649 |  | 0 | 0
|  | 17 | 0.5641 | 30.3706 | 17.132 |  | 0 |  | 0.3271 | 107.5435 | 35.1775 |  | 0 |  | 0.4347 | 30.5972 | 13.3006 |  | 0 |  | 0.5076 | 156.8652 |  | 0.2116 | 197.8216 |  | 0 | 0
|  | 18 | 0.5636 | 39.4119 | 22.2126 |  | 0 |  | 0.3214 | 103.0492 | 33.12 |  | 0 |  | 0.3805 | 61.1574 | 23.2704 |  | 0 |  | 0.5021 | 130.822 |  | 0.2154 | 183.3366 |  | 0 | 0
|  | 19 | 0.5565 | 19.8753 | 11.0606 |  | 0 |  | 0.3057 | 134.6361 | 41.1583 |  | 0 |  | 0.3391 | 74.6863 | 25.3261 |  | 0 |  | 0.4607 | 116.4075 |  | 0.2043 | 140.0472 |  | 0 | 0
|  | 20 | 0.5601 | 22.9926 | 12.8782 |  | 0 |  | 0.3004 | 181.0115 | 54.3759 |  | 0 |  | 0.3584 | 76.0364 | 27.2514 |  | 0 |  | 0.478 | 127.6861 |  | 0.2072 | 167.4569 |  | 0 | 0
|  | 21 | 0.5588 | 19.5912 | 10.9476 |  | 0 |  | 0.2976 | 129.8525 | 38.6441 |  | 0 |  | 0.3982 | 93.3073 | 37.155 |  | 0 |  | 0.5063 | 175.0251 |  | 0.2186 | 202.0631 |  | 0 | 0
|  | 22 | 0.5588 | 16.6341 | 9.2952 |  | 0 |  | 0.2815 | 52.1978 | 14.6937 |  | 0 |  | 0.4251 | 90.3687 | 38.4157 |  | 0 |  | 0.5062 | 201.6094 |  | 0.2213 | 202.3943 |  | 0 | 0
|  | 23 | 0.5596 | 0.046414 | 0.025973 |  | 0 |  | 0.2929 | 90.0296 | 26.3697 |  | 0 |  | 0.4487 | 82.6504 | 37.0852 |  | 0 |  | 0.4963 | 201.7454 |  | 0.2303 | 202.3285 |  | 0 | 0
|  | 24 | 0.5634 | 0.00015 | 8.451e-05 |  | 0 |  | 0.3111 | 114.1084 | 35.4991 |  | 0 |  | 0.4827 | 75.412 | 36.4014 |  | 0 |  | 0.4873 | 202.544 |  | 0.2441 | 202.3735 |  | 0 | 0
| TOTAL |  |  | 24418.6157 |  |  | 32496.9622 |  |  | 31035.4071 |  |  | 49113.3937 |  |  | 71953.3449 |  |  | 95221.532 |  |  | 118067.7023 |  |  | 118245.4303 |  |  | 103196.1699
| EGpj,h - CONSOLIDATED |  |  | 24418.6157 |  |  | 32496.9622 |  |  | 31035.4071 |  |  | 49113.3937 |  |  | 71953.3449 |  |  | 95221.532 |  |  | 118067.7023 |  |  | 118245.4303 |  |  | 103196.1699